## Sheet1
Приложение 1 Техническа спецификация на комуникационно оборудване и софтуер по обособена позиция № 2
№ | Номер на Продукта | Описание на продукта
|  | Catalyst 4500 E-Series Chassis | или еквивалентно
1 | WS-C4507R+E | Catalyst4500E 7 slot chassis for 48Gbps/slot, fan, no ps | или еквивалентно
2 | WS-C4510R+E | Catalyst 4500E 10 slot chassis for 48Gbps/slot, fan, no ps | или еквивалентно
|  | Catalyst 4500 PoE Enabled Power Supplies | или еквивалентно
3 | PWR-C45-6000ACV | Catalyst 4500 6000W AC dual input Power Supply (Data + PoE) | или еквивалентно
4 | PWR-C45-6000ACV/2 | Catalyst 4500 6000W AC dual input Power Supply (Data + PoE) | или еквивалентно
5 | PWR-C45-4200ACV | Catalyst 4500 4200W AC dual input Power Supply (Data + PoE) | или еквивалентно
6 | PWR-C45-4200ACV/2 | Catalyst 4500 4200W AC dual input Power Supply (Data + PoE) | или еквивалентно
7 | PWR-C45-2800ACV | Catalyst 4500 2800W AC Power Supply (Data and PoE) | или еквивалентно
8 | PWR-C45-2800ACV/2 | Catalyst 4500 2800W AC Power Supply (Data and PoE) | или еквивалентно
9 | PWR-C45-1300ACV | Catalyst 4500 1300W AC Power Supply (Data and PoE) | или еквивалентно
10 | PWR-C45-1300ACV/2 | Catalyst 4500 1300W AC Power Supply (Data and PoE) | или еквивалентно
11 | PWR-C45-9000ACV | Catalyst 4500E 9000W AC triple input Power Supply (Data + Po | или еквивалентно
12 | PWR-C45-9000ACV/2 | Catalyst 4500E 9000W AC triple input Power Supply (Data + Po | или еквивалентно
|  | Catalyst 4500 Non-PoE Power Supplies | или еквивалентно
13 | PWR-C45-1400AC | Catalyst 4500 1400W AC Power Supply (Data Only) | или еквивалентно
14 | PWR-C45-1400AC/2 | Catalyst 4500 1400W AC Power Supply Redundant(Data Only) | или еквивалентно
15 | PWR-C45-1000AC | Catalyst 4500 1000W AC Power Supply (Data Only) | или еквивалентно
16 | PWR-C45-1000AC/2 | Catalyst 4500 1000W AC Power Supply Redundant(Data Only) | или еквивалентно
|  | Catalyst 4500 E-Series Supervisor Engine | или еквивалентно
17 | WS-X45-SUP8-E/2 | Catalyst 4500 E-Series Redundant Supervisor 8-E | или еквивалентно
18 | WS-X45-SUP8-E | Catalyst 4500 E-Series Supervisor 8-E | или еквивалентно
|  | Catalyst 4500 E-Series Linecards | или еквивалентно
19 | WS-X4606-X2-E | Catalyst 4500 E-Series 6-Port 10GbE (X2) | или еквивалентно
20 | WS-X4648-RJ45V+E | Catalyst 4500 E-Series 48-Port PoE+ Ready 10/100/1000(RJ45) | или еквивалентно
21 | WS-X4648-RJ45-E | Catalyst 4500 E-Series 48-Port 10/100/1000 (RJ45) | или еквивалентно
22 | WS-X4612-SFP-E | Catalyst 4500 E-Series 12-Port GE (SFP) | или еквивалентно
23 | WS-X4624-SFP-E | Catalyst 4500 E-Series 24-Port GE (SFP) | или еквивалентно
24 | WS-X4712-SFP+E | Catalyst 4500 E-Series 12-Port 10GbE (SFP+) | или еквивалентно
25 | WS-X4748-RJ45V+E | Catalyst 4500E 48-Port PoE 802.3at 10/100/1000(RJ45) | или еквивалентно
26 | WS-X4748-RJ45-E | Catalyst 4500 E-Series 48-Port 10/100/1000 Non-Blocking | или еквивалентно
27 | WS-X4748-UPOE+E | Catalyst 4500E 48-Port UPOE 10/100/1000(RJ45) | или еквивалентно
28 | WS-X4712-SFP-E | Catalyst 4500 E-Series 12-Port GE (SFP) | или еквивалентно
29 | WS-X4748-SFP-E | Catalyst 4500 E-Series 48-Port GE (SFP) | или еквивалентно
30 | WS-X4724-SFP-E | Catalyst 4500 E-Series 24-Port GE (SFP) | или еквивалентно
31 | ME-X4748-SFP-E | Catalyst 4500 E-Series 48-Port GE (SFP) Bundle PID | или еквивалентно
|  | Catalyst 4500 Transceiver Modules | или еквивалентно
32 | GLC-T | 1000BASE-T SFP | или еквивалентно
33 | GLC-FE-100BX-D48 | 48 units of GLC-FE-100BX-D | или еквивалентно
34 | GLC-FE-100BX-D | 100BASE-BX10-D SFP | или еквивалентно
35 | GLC-FE-100BX-U | 100BASE-BX10-U SFP | или еквивалентно
36 | GLC-FE-100FX | 100BASE-FX SFP for FE port | или еквивалентно
37 | GLC-FE-100FX24 | 24 units of GLC-FE-100FX | или еквивалентно
38 | GLC-FE-100FX48 | 48 units of GLC-FE-100FX | или еквивалентно
39 | GLC-FE-100LX | 100BASE-LX SFP for FE port | или еквивалентно
40 | GLC-FE-100LX48 | 48 units of GLC-FE-100LX | или еквивалентно
41 | GLC-BX-D | 1000BASE-BX SFP, 1490NM | или еквивалентно
42 | GLC-BX-U | 1000BASE-BX SFP, 1310NM | или еквивалентно
43 | X2-10GB-CX4 | 10GBASE-CX4 X2 Module | или еквивалентно
44 | X2-10GB-SR | 10GBASE-SR X2 Module | или еквивалентно
45 | X2-10GB-LR | 10GBASE-LR X2 Module | или еквивалентно
46 | GLC-SX-MMD | 1000BASE-SX SFP transceiver module, MMF, 850nm, DOM | или еквивалентно
47 | GLC-LH-SMD | 1000BASE-LX/LH SFP transceiver module, MMF/SMF, 1310nm, DOM | или еквивалентно
48 | SFP-H10GB-CU1M | 10GBASE-CU SFP+ Cable 1 Meter | или еквивалентно
49 | SFP-H10GB-CU3M | 10GBASE-CU SFP+ Cable 3 Meter | или еквивалентно
|  | Catalyst 4500 E-Series Bundle Upgrade Options | или еквивалентно
50 | C4500E-S6-UPOE | WS-X4748-UPOE+E Upgrade for bundles 6 slots | или еквивалентно
51 | C4500E-S7L-S8-SFP | Upgrade WS-X45-SUP8E with dual ME-X4748-SFP-E Bundle | или еквивалентно
|  | Catalyst 4500 E-Series Memory Options | или еквивалентно
52 | SD-X45-2GB-E | Catalyst 4500 2GB SD Memory Card | или еквивалентно
|  | Catalyst 4500 Memory Options | или еквивалентно
53 | MEM-C4K-FLD64M | Catalyst 4900M Compact Flash, 64MB Option | или еквивалентно
54 | MEM-C4K-FLD128M | Catalyst 4900M Compact Flash, 128MB Option | или еквивалентно
|  | Catalyst 4500 Supervisor IOS Software Options | или еквивалентно
55 | S49EESK9-12254WO | Cisco CAT4900 IOS ENTERPRISE SERVICES SSH | или еквивалентно
56 | S45EESU-12254SG | Cisco CAT4500E IOS ENTERPRISE SERVICES UPGRADE W/O CRYPTO | или еквивалентно
57 | S45EESUK9-12254SG | Cisco CAT4500E IOS ENTERPRISE SERVICES UPGRADE SSH | или еквивалентно
58 | S45ESK9-12254SG | Cisco CAT4500 IOS ENTERPRISE SERVICES SSH | или еквивалентно
59 | S45EIPBU-12254SG | Cisco CAT4500E IOS IP BASE UPGRADE W/O CRYPTO | или еквивалентно
60 | S45EIBUK9-12254SG | Cisco CAT4500E IOS IP BASE UPGRADE SSH | или еквивалентно
61 | S45EES-12254SG | Cisco CAT4500E IOS ENTERPRISE SERVICES W/O CRYPTO | или еквивалентно
62 | S45EESK9-12254SG | Cisco CAT4500E IOS ENTERPRISE SERVICES SSH | или еквивалентно
63 | S49EES-12254SG | Cisco CAT4900 IOS ENTERPRISE SERVICES W/O CRYPTO | или еквивалентно
64 | S49EESK9-12254SG | Cisco CAT4900 IOS ENTERPRISE SERVICES SSH | или еквивалентно
65 | S49MES-12254SG | Cisco CAT4900M IOS ENTERPRISE SERVICES W/O CRYPTO | или еквивалентно
66 | S49MESK9-12254SG | Cisco CAT4900M IOS ENTERPRISE SERVICES SSH | или еквивалентно
67 | S45EESK9-15101SG | Cisco CAT4500E IOS ENTERPRISE SERVICES SSH | или еквивалентно
68 | S45EES-15102SG | Cisco CAT4500E IOS ENTERPRISE SERVICES W/O CRYPTO | или еквивалентно
69 | S45EESUK9-15102SG | Cisco CAT4500E IOS ENTERPRISE SERVICES UPGRADE SSH | или еквивалентно
70 | S45EIPBU-15102SG | Cisco CAT4500E IOS IP BASE UPGRADE W/O CRYPTO | или еквивалентно
71 | S45EESU-15102SG | Cisco CAT4500E IOS ENTERPRISE SERVICES UPGRADE W/O CRYPTO | или еквивалентно
72 | S45EIBUK9-15102SG | Cisco CAT4500E IOS IP BASE UPGRADE SSH | или еквивалентно
73 | S45EESK9-15102SG | Cisco CAT4500E IOS ENTERPRISE SERVICES SSH | или еквивалентно
74 | S45EIPBU-15202E | Cisco CAT4500E IOS IP BASE UPGRADE W/O CRYPTO | или еквивалентно
75 | S45EES-15202E | Cisco CAT4500E IOS ENTERPRISE SERVICES W/O CRYPTO | или еквивалентно
76 | S45EESU-15202E | Cisco CAT4500E IOS ENTERPRISE SERVICES UPGRADE W/O CRYPTO | или еквивалентно
77 | S45EIBUK9-15202E | Cisco CAT4500E IOS IP BASE UPGRADE SSH | или еквивалентно
78 | S45EESK9-15202E | Cisco CAT4500E IOS ENTERPRISE SERVICES SSH | или еквивалентно
|  | Catalyst 4500-E Software Activation licenses | или еквивалентно
79 | C4500E-LB-IPB | Lan Base to IP Base license | или еквивалентно
80 | C4500E-LB-ES | Lan Base to Enterprise Services paper license | или еквивалентно
81 | C4500E-IP-ES | Paper IP to Ent Services License | или еквивалентно
82 | L-C4500E-LB-IP | Catalyst 4500E LAN Base to IP Base software upgrade license | или еквивалентно
83 | L-C4500E-IP-ES | Catalyst 4500E IP Base to Enterprise Services software upgrade license | или еквивалентно
84 | L-C4500E-LB-ES | Catalyst 4500E LAN Base to Enterprise Services software upgrade license | или еквивалентно
|  | Catalyst 4500 E-Series Bundles | или еквивалентно
85 | C4500E-S3-UPOE | WS-X4748-UPOE+E Upgrade for Bundles | или еквивалентно
86 | C4500E-S7-UPOE | WS-X4748-UPOE+E Upgrade for Bundles | или еквивалентно
87 | ME-X4640-CSFP-E | 80 Port GE CSFP FTTx, 2BX-D CSFP bundle mandatory | или еквивалентно
88 | C4510RE-S8-UPOE | WS-X4748-UPOE+E Upgrade | или еквивалентно
89 | C4500E-6NR-8E-UPOE | SUP8-E AND WS-X4748-UPOE+E UPGRADE FOR 6 SLOT BUNDLE | или еквивалентно
90 | C4500E-3NR-8E-UPOE | SUP8-E AND WS-X4748-UPOE+E UPGRADE FOR 3 SLOT BUNDLE | или еквивалентно
91 | C4500E-7R-S8E-UPOE | SUP8-E AND WS-X4748-UPOE+E UPGRADE FOR 7 SLOT BUNDLE | или еквивалентно
92 | WS-C4510RE-S8+96V+ | 4510R+E Chassis, Two WS-X4748-RJ45V+E, Sup8-E | или еквивалентно
93 | C4500E-S7L-S8 | Sup8-E and WS-X4748-RJ45V+E Upgrade for Bundle | или еквивалентно
94 | C1-C4500X-F-32SFP+ | Cisco ONE Catalyst 4500-X 32 Port 10G IP Base, Back-to-Front | или еквивалентно
95 | C1-C4500X-32SFP+ | Cisco ONE Catalyst 4500-X 32 Port 10G IP Base, Front-to-Back | или еквивалентно
96 | C1-C4500X-24X-IPB | Cisco ONE Catalyst 4500-X 24 Port 10G IP Base, Front-to-Back | или еквивалентно
97 | C1-C4510RE-S8+96V+ | Cisco ONE 4510R+E Chassis, Two WS-X4748-RJ45V+E, Sup8-E | или еквивалентно
98 | C1-C4500X-F-16SFP+ | Cisco ONE Catalyst 4500-X 16 Port 10G IP Base, Back-to-Front | или еквивалентно
99 | C1-C4500X-16SFP+ | Cisco ONE Catalyst 4500-X 16 Port 10G IP Base, Front-to-Back | или еквивалентно
|  | Catalyst 4500 1000 Base-X GE Linecards | или еквивалентно
100 | WS-X4640-CSFP-E | Catalyst 4500 40 SFP/80 C-SFP ports 1000BaseX(SFPs Optional) | или еквивалентно
|  | Catalyst 4500X Switch | или еквивалентно
101 | WS-C4500X-40X-ES | Catalyst 4500-X 40 Port 10G Ent. Services, Frt-to-Bk, No P/S | или еквивалентно
102 | WS-C4500X-32SFP+ | Catalyst 4500-X 32 Port 10G IP Base, Front-to-Back, No P/S | или еквивалентно
103 | C4KX-NM-8SFP+ | Catalyst 4500X 8 Port 10G Network Module | или еквивалентно
104 | C4KX-PWR-750AC-F/2 | Catalyst 4500X 750W AC back to front cooling 2nd PWR supply | или еквивалентно
105 | C4KX-PWR-750AC-R/2 | Catalyst 4500X 750W AC front to back cooling 2nd PWR supply | или еквивалентно
106 | WS-C4500X-16SFP+ | Catalyst 4500-X 16 Port 10G IP Base, Front-to-Back, No P/S | или еквивалентно
107 | WS-C4500X-24X-ES | Catalyst 4500-X 24 Port 10G Ent. Services, Frt-to-Bk, No P/S | или еквивалентно
108 | WS-C4500X-24X-IPB | Catalyst 4500-X 24 Port 10G IP Base, Front-to-Back, No P/S | или еквивалентно
|  | Catalyst 4500X Accessories | или еквивалентно
109 | USB-X45-4GB-E | Catalyst 4500 4GB USB device for Sup7-E | или еквивалентно
110 | SD-X45-2GB-E | Catalyst 4500 2GB SD Memory Card | или еквивалентно
111 | C4KX-PWR-750AC-F | Catalyst 4500X 750W AC back to front cooling power supply | или еквивалентно
112 | C4KX-PWR-750AC-R | Catalyst 4500X 750W AC front to back cooling power supply | или еквивалентно
|  | Catalyst 4500X Software | или еквивалентно
113 | C4500X-IP-ES | IP Base to Ent. Services license for 32 Port Catalyst 4500-X | или еквивалентно
114 | L-C4500X-IP-ES | IP Base to Ent. Services license for 32 port Catalyst 4500-X | или еквивалентно
115 | L-C4500X-16P-IP-ES | IP Base to Ent. Services license for 16 Port Catalyst 4500-X | или еквивалентно
116 | C4500X-16P-IP-ES | IP Base to Ent. Services license for 16 Port Catalyst 4500-X | или еквивалентно
117 | C4500X-LE-32P-ES | Enterprise Services lic. for 32/40 Port Catalyst 4500-X-LE | или еквивалентно
118 | C4500X-LE-16P-ES | Enterprise Services lic. for 16/24 Port Catalyst 4500-X-LE | или еквивалентно
|  | Catalyst 4500X Transceiver Modules | или еквивалентно
119 | SFP-H10GB-CU1M | 10GBASE-CU SFP+ Cable 1 Meter | или еквивалентно
120 | SFP-H10GB-CU3M | 10GBASE-CU SFP+ Cable 3 Meter | или еквивалентно
|  | Catalyst 2960-X LAN Lite Switches | или еквивалентно
121 | WS-C2960X-24PS-L | Catalyst 2960-X 24 GigE PoE 370W, 4 x 1G SFP, LAN Base | или еквивалентно
122 | WS-C2960X-48LPS-L | Catalyst 2960-X 48 GigE PoE 370W, 4 x 1G SFP, LAN Base | или еквивалентно
123 | WS-C2960X-48FPS-L | Catalyst 2960-X 48 GigE PoE 740W, 4 x 1G SFP, LAN Base | или еквивалентно
124 | WS-C2960X-24TS-L | Catalyst 2960-X 24 GigE, 4 x 1G SFP, LAN Base | или еквивалентно
125 | WS-C2960X-48TD-L | Catalyst 2960-X 48 GigE, 2 x 10G SFP+, LAN Base | или еквивалентно
126 | WS-C2960X-48TS-L | Catalyst 2960-X 48 GigE, 4 x 1G SFP, LAN Base | или еквивалентно
127 | WS-C2960X-24TD-L | Catalyst 2960-X 24 GigE, 2 x 10G SFP+, LAN Base | или еквивалентно
128 | WS-C2960X-24PD-L | Catalyst 2960-X 24 GigE PoE 370W, 2 x 10G SFP+, LAN Base | или еквивалентно
129 | WS-C2960X-48LPD-L | Catalyst 2960-X 48 GigE PoE 370W, 2 x 10G SFP+ LAN Base | или еквивалентно
130 | WS-C2960X-48FPD-L | Catalyst 2960-X 48 GigE PoE 740W, 2 x 10G SFP+, LAN Base | или еквивалентно
131 | C1-C2960X-48LPS-L | Catalyst 2960-X 48 GigE PoE 370W, 4 x 1G SFP, LAN Base | или еквивалентно
132 | C1-C2960X-48LPD-L | Catalyst 2960-X 48 GigE PoE 370W, 2 x 10G SFP+ LAN Base | или еквивалентно
133 | C1-C2960X-24PD-L | Catalyst 2960-X 24 GigE PoE 370W, 2 x 10G SFP+, LAN Base | или еквивалентно
134 | C1-C2960X-24TD-L | Catalyst 2960-X 24 GigE, 2 x 10G SFP+, LAN Base | или еквивалентно
135 | C1-C2960X-48TD-L | Catalyst 2960-X 48 GigE, 2 x 10G SFP+, LAN Base | или еквивалентно
136 | C1-C2960X-24TS-L | Catalyst 2960-X 24 GigE, 4 x 1G SFP, LAN Base | или еквивалентно
137 | C1-C2960X-48FPS-L | Catalyst 2960-X 48 GigE PoE 740W, 4 x 1G SFP, LAN Base | или еквивалентно
138 | C1-C2960X-24PS-L | Catalyst 2960-X 24 GigE PoE 370W, 4 x 1G SFP, LAN Base | или еквивалентно
139 | C1-C2960X-48FPD-L | Catalyst 2960-X 48 GigE PoE 740W, 2 x 10G SFP+, LAN Base | или еквивалентно
140 | C1-C2960X-48TS-L | Catalyst 2960-X 48 GigE, 4 x 1G SFP, LAN Base | или еквивалентно
|  | Catalyst 2960-X XR series FlexStack+ Module | или еквивалентно
141 | C2960X-STACK | Catalyst 2960-X FlexStack Plus Stacking Module | или еквивалентно
|  | Catalyst 2960-X Series GE Switch 1G Uplinks LAN Base | или еквивалентно
142 | WS-C2960X-24PSQ-L | Catalyst 2960-X 24 GigE PoE 110W, 2xSFP + 2x1GBT, LAN Base | или еквивалентно
|  | Catalyst 2960-XR Series Switches | или еквивалентно
143 | WS-C2960XR-48FPD-I | Catalyst 2960-XR 48 GigE PoE 740W, 2 x 10G SFP+, IP Lite | или еквивалентно
144 | WS-C2960XR-48LPD-I | Catalyst 2960-XR 48 GigE PoE 370W, 2 x 10G SFP+, IP Lite | или еквивалентно
145 | WS-C2960XR-48FPS-I | Catalyst 2960-XR 48 GigE PoE 740W, 4 x 1G SFP, IP Lite | или еквивалентно
146 | WS-C2960XR-48LPS-I | Catalyst 2960-XR 48 GigE PoE 370W, 4 x 1G SFP, IP Lite | или еквивалентно
147 | WS-C2960XR-24PS-I | Catalyst 2960-XR 24 GigE PoE 370W, 4 x 1G SFP, IP Lite | или еквивалентно
148 | WS-C2960XR-48TD-I | Catalyst 2960-XR 48 GigE, 2 x 10G SFP+, IP Lite | или еквивалентно
149 | WS-C2960XR-48TS-I | Catalyst 2960-XR 48 GigE, 4 x 1G SFP, IP Lite | или еквивалентно
150 | WS-C2960XR-24PD-I | Catalyst 2960-XR 24 GigE PoE 370W, 2 x 10G SFP+, IP Lite | или еквивалентно
151 | WS-C2960XR-24TD-I | Catalyst 2960-XR 24 GigE, 2 x 10G SFP+, IP Lite | или еквивалентно
152 | WS-C2960XR-24TS-I | Catalyst 2960-XR 24 GigE, 4 x 1G SFP, IP Lite | или еквивалентно
|  | Catalyst 3650 4x1G Uplink Switch Models | или еквивалентно
153 | WS-C3650-48FS-L | Cisco Catalyst 3650 48 Port Full PoE 4x1G Uplink LAN Base | или еквивалентно
154 | WS-C3650-24PS-S | Cisco Catalyst 3650 24 Port PoE 4x1G Uplink IP Base | или еквивалентно
155 | WS-C3650-48FS-E | Cisco Catalyst 3650 48 Port Full PoE 4x1G Uplink IP Services | или еквивалентно
156 | WS-C3650-48TS-E | Cisco Catalyst 3650 48 Port Data 4x1G Uplink IP Services | или еквивалентно
157 | WS-C3650-48PS-E | Cisco Catalyst 3650 48 Port PoE 4x1G Uplink IP Services | или еквивалентно
158 | WS-C3650-24PS-E | Cisco Catalyst 3650 24 Port PoE 4x1G Uplink IP Services | или еквивалентно
159 | WS-C3650-24TS-E | Cisco Catalyst 3650 24 Port Data 4x1G Uplink IP Services | или еквивалентно
160 | WS-C3650-48TS-S | Cisco Catalyst 3650 48 Port Data 4x1G Uplink IP Base | или еквивалентно
161 | WS-C3650-48FS-S | Cisco Catalyst 3650 48 Port Full PoE 4x1G Uplink IP Base | или еквивалентно
162 | WS-C3650-48PS-L | Cisco Catalyst 3650 48 Port PoE 4x1G Uplink LAN Base | или еквивалентно
163 | WS-C3650-24PS-L | Cisco Catalyst 3650 24 Port PoE 4x1G Uplink LAN Base | или еквивалентно
164 | WS-C3650-48TS-L | Cisco Catalyst 3650 48 Port Data 4x1G Uplink LAN Base | или еквивалентно
165 | WS-C3650-24TS-L | Cisco Catalyst 3650 24 Port Data 4x1G Uplink LAN Base | или еквивалентно
166 | WS-C3650-48PS-S | Cisco Catalyst 3650 48 Port PoE 4x1G Uplink IP Base | или еквивалентно
167 | WS-C3650-24TS-S | Cisco Catalyst 3650 24 Port Data 4x1G Uplink IP Base | или еквивалентно
|  | Catalyst 3650 2x10G Uplink Switch Models | или еквивалентно
168 | WS-C3650-24PD-S | Cisco Catalyst 3650 24 Port PoE 2x10G Uplink IP Base | или еквивалентно
169 | WS-C3650-48FD-E | Cisco Catalyst 3650 48 Port Full PoE 2x10G Uplink IPServices | или еквивалентно
170 | WS-C3650-48FD-L | Cisco Catalyst 3650 48 Port Full PoE 2x10G Uplink LAN Base | или еквивалентно
171 | WS-C3650-48PD-L | Cisco Catalyst 3650 48 Port PoE 2x10G Uplink LAN Base | или еквивалентно
172 | WS-C3650-24PD-L | Cisco Catalyst 3650 24 Port PoE 2x10G Uplink LAN Base | или еквивалентно
173 | WS-C3650-48TD-L | Cisco Catalyst 3650 48 Port Data 2x10G Uplink LAN Base | или еквивалентно
174 | WS-C3650-48TD-E | Cisco Catalyst 3650 48 Port Data 2x10G Uplink IP Services | или еквивалентно
175 | WS-C3650-48PD-E | Cisco Catalyst 3650 48 Port PoE 2x10G Uplink IP Services | или еквивалентно
176 | WS-C3650-24PD-E | Cisco Catalyst 3650 24 Port PoE 2x10G Uplink IP Services | или еквивалентно
177 | WS-C3650-24TD-E | Cisco Catalyst 3650 24 Port Data 2x10G Uplink IP Services | или еквивалентно
178 | WS-C3650-48FD-S | Cisco Catalyst 3650 48 Port Full PoE 2x10G Uplink IP Base | или еквивалентно
179 | WS-C3650-48TD-S | Cisco Catalyst 3650 48 Port Data 2x10G Uplink IP Base | или еквивалентно
180 | WS-C3650-48PD-S | Cisco Catalyst 3650 48 Port PoE 2x10G Uplink IP Base | или еквивалентно
181 | WS-C3650-24TD-S | Cisco Catalyst 3650 24 Port Data 2x10G Uplink IP Base | или еквивалентно
182 | WS-C3650-24TD-L | Cisco Catalyst 3650 24 Port Data 2x10G Uplink LAN Base | или еквивалентно
|  | Catalyst 3650 4x10G Uplink Switch Models | или еквивалентно
183 | WS-C3650-48FQ-S | Cisco Catalyst 3650 48 Port Full PoE 4x10G Uplink IP Base | или еквивалентно
184 | WS-C3650-48TQ-E | Cisco Catalyst 3650 48 Port Data 4x10G Uplink IP Services | или еквивалентно
185 | WS-C3650-48TQ-L | Cisco Catalyst 3650 48 Port Data 4x10G Uplink LAN Base | или еквивалентно
186 | WS-C3650-48PQ-E | Cisco Catalyst 3650 48 Port PoE 4x10G Uplink IP Services | или еквивалентно
187 | WS-C3650-48PQ-L | Cisco Catalyst 3650 48 Port PoE 4x10G Uplink LAN Base | или еквивалентно
188 | WS-C3650-48FQ-E | Cisco Catalyst 3650 48 Port Full PoE 4x10G Uplink IPServices | или еквивалентно
189 | WS-C3650-48FQ-L | Cisco Catalyst 3650 48 Port Full PoE 4x10G Uplink LAN Base | или еквивалентно
190 | WS-C3650-48TQ-S | Cisco Catalyst 3650 48 Port Data 4x10G Uplink IP Base | или еквивалентно
191 | WS-C3650-48PQ-S | Cisco Catalyst 3650 48 Port PoE 4x10G Uplink IP Base | или еквивалентно
|  | Catalyst 3650 Series RTU Feature License | или еквивалентно
192 | L-C3650-48-S-E | C3650-48 IP Base to IP Services Electronic RTU License | или еквивалентно
193 | L-C3650-24-L-E | C3650-24 LAN Base to IP Services Electronic RTU License | или еквивалентно
194 | C3650-24-L-S | C3650-24 LAN Base to IP Base Paper RTU License | или еквивалентно
195 | C3650-24-S-E | C3650-24 IP Base to IP Services Paper RTU License | или еквивалентно
196 | L-C3650-24-S-E | C3650-24 IP Base to IP Services Electronic RTU License | или еквивалентно
197 | C3650-48-S-E | C3650-48 IP Base to IP Services Paper RTU License | или еквивалентно
198 | C3650-48-L-E | C3650-48 LAN Base to IP Services Paper RTU License | или еквивалентно
199 | L-C3650-24-L-S | C3650-24 LAN Base to IP Base Electronic RTU License | или еквивалентно
200 | C3650-24-L-E | C3650-24 LAN Base to IP Services Paper RTU License | или еквивалентно
201 | L-C3650-48-L-E | C3650-48 LAN Base to IP Services Electronic RTU License | или еквивалентно
202 | C3650-48-L-S | C3650-48 LAN Base to IP Base Paper RTU License | или еквивалентно
203 | L-C3650-48-L-S | C3650-48 LAN Base to IP Base Electronic RTU License | или еквивалентно
|  | Catalyst 3650 Bundles | или еквивалентно
204 | WS-C3650-24PWD-S | Catalyst 3650 24 Port PoE 2x10G Uplink w/5 AP licenses IPB | или еквивалентно
205 | WS-C3650-24PWS-S | Catalyst 3650 24 Port PoE 4x1G Uplink w/5 AP licenses IPB | или еквивалентно
206 | WS-C3650-48FWD-S | Catalyst 3650 48 Port FPoE 2x10G Uplink w/5 AP licenses IPB | или еквивалентно
207 | WS-C3650-48FWQ-S | Catalyst 3650 48 Port FPoE 4x10G Uplink w/5 AP licenses IPB | или еквивалентно
208 | WS-C3650-48FWS-S | Catalyst 3650 48 Port FPoE 4x1G Uplink w/5 AP licenses IPB | или еквивалентно
209 | C6880-3650-10G-BUN | 2 of Catalyst 6880X,10 to 20 of 3650,up to 40 of 10G Optics | или еквивалентно
210 | WS-C3650-48PWQ-S | Catalyst 3650 48 Port PoE 4x10G Uplink w/5 AP licenses IPB | или еквивалентно
211 | WS-C3650-48PWD-S | Catalyst 3650 48 Port PoE 2x10G Uplink w/5 AP licenses IPB | или еквивалентно
212 | WS-C3650-48PWS-S | Catalyst 3650 48 Port PoE 4x1G Uplink w/5 AP licenses IPB | или еквивалентно
213 | C1-WS3650-48FD/K9 | Cisco One Catalyst 3650 48 Port Full PoE 2x10G Uplink | или еквивалентно
214 | C1-WS3650-48FS/K9 | Cisco One Catalyst 3650 48 Port Full PoE 4x1G Uplink | или еквивалентно
215 | C1-WS3650-24PD/K9 | Cisco One Catalyst 3650 24 Port PoE 2x10G Uplink | или еквивалентно
216 | C1-WS3650-24PS/K9 | Cisco One Catalyst 3650 24 Port PoE 4x1G Uplink | или еквивалентно
217 | C1-WS3650-48FQ/K9 | Cisco One Catalyst 3650 48 Port Full PoE 4x10G Uplink | или еквивалентно
218 | C1-WS3650-48TS/K9 | Cisco One Catalyst 3650 48 Port Data 4x1G Uplink | или еквивалентно
219 | C1-WS3650-24TD/K9 | Cisco One Catalyst 3650 24 Port Data 2x10G Uplink | или еквивалентно
220 | C1-WS3650-24TS/K9 | Cisco One Catalyst 3650 24 Port Data 4x1G Uplink | или еквивалентно
221 | C1-WS3650-48PQ/K9 | Cisco One Catalyst 3650 48 Port PoE 4x10G Uplink | или еквивалентно
222 | C1-WS3650-48PD/K9 | Cisco One Catalyst 3650 48 Port PoE 2x10G Uplink | или еквивалентно
223 | C1-WS3650-48PS/K9 | Cisco One Catalyst 3650 48 Port PoE 4x1G Uplink | или еквивалентно
224 | C1-WS3650-48TQ/K9 | Cisco One Catalyst 3650 48 Port Data 4x10G Uplink | или еквивалентно
225 | C1-WS3650-48TD/K9 | Cisco One Catalyst 3650 48 Port Data 2x10G Uplink | или еквивалентно
|  | Catalyst 3560-X Switch Models | или еквивалентно
226 | WS-C3560X-24T-L | Catalyst 3560X 24 Port Data LAN Base | или еквивалентно
227 | WS-C3560X-48T-L | Catalyst 3560X 48 Port Data LAN Base | или еквивалентно
228 | WS-C3560X-24P-L | Catalyst 3560X 24 Port PoE LAN Base | или еквивалентно
229 | WS-C3560X-48P-L | Catalyst 3560X 48 Port PoE LAN Base | или еквивалентно
230 | WS-C3560X-48PF-L | Catalyst 3560X 48 Port Full PoE LAN Base | или еквивалентно
231 | WS-C3560X-24T-S | Catalyst 3560X 24 Port Data IP Base | или еквивалентно
232 | WS-C3560X-48T-S | Catalyst 3560X 48 Port Data IP Base | или еквивалентно
233 | WS-C3560X-24P-S | Catalyst 3560X 24 Port PoE IP Base | или еквивалентно
234 | WS-C3560X-48P-S | Catalyst 3560X 48 Port PoE IP Base | или еквивалентно
235 | WS-C3560X-48PF-S | Catalyst 3560X 48 Port Full PoE IP Base | или еквивалентно
236 | WS-C3560X-48PF-E | Catalyst 3560X 48 Port Full PoE IP Services | или еквивалентно
237 | WS-C3560X-48P-E | Catalyst 3560X 48 Port PoE IP Services | или еквивалентно
238 | WS-C3560X-24P-E | Catalyst 3560X 24 Port PoE IP Services | или еквивалентно
239 | WS-C3560X-48T-E | Catalyst 3560X 48 Port Data IP Services | или еквивалентно
240 | WS-C3560X-24T-E | Catalyst 3560X 24 Port Data IP Services | или еквивалентно
241 | WS-C3560X-48U-E | Catalyst 3560X 48 Port UPOE IP Services | или еквивалентно
242 | WS-C3560X-24U-L | Catalyst 3560X 24 Port UPOE LAN Base | или еквивалентно
243 | WS-C3560X-24U-E | Catalyst 3560X 24 Port UPOE IP Services | или еквивалентно
244 | WS-C3560X-48U-S | Catalyst 3560X 48 Port UPOE IP Base | или еквивалентно
245 | WS-C3560X-24U-S | Catalyst 3560X 24 Port UPOE IP Base | или еквивалентно
246 | WS-C3560X-48U-L | Catalyst 3560X 48 Port UPOE LAN Base | или еквивалентно
|  | Network Modules for Catalyst 3560-X Series | или еквивалентно
247 | C3KX-NM-1G | Catalyst 3K-X 1G Network Module option PID | или еквивалентно
248 | C3KX-NM-10G | Catalyst 3K-X 10G Network Module option PID | или еквивалентно
249 | C3KX-NM-10GT | Catalyst 3K-X 10G-T Network Module | или еквивалентно
250 | C3KX-SM-10G | Catalyst 3K-X 10G Service Module | или еквивалентно
|  | eXpandable Power System (XPS) for the Catalyst 3560-X Series | или еквивалентно
251 | XPS-2200 | eXpandable Power System 2200 | или еквивалентно
|  | Catalyst 3560-X Series Product Activation Keys | или еквивалентно
252 | C3560X-24-IOS-S-E | C3560X-24 IP Base to IP Services factory IOS Upgrade | или еквивалентно
253 | C3560X-48-IOS-S-E | C3560X-48 IP Base to IP Services factory IOS Upgrade | или еквивалентно
254 | C3560X-24-L-S | C3560X-24 LAN Base to IP Base Paper License | или еквивалентно
255 | C3560X-48-L-S | C3560X-48 LAN Base to IP Base Paper License | или еквивалентно
256 | C3560X-24-S-E | C3560X-24 IP Base to IP Services Paper License | или еквивалентно
257 | C3560X-48-S-E | C3560X-48 IP Base to IP Services Paper License | или еквивалентно
258 | C3560X-24-L-E | C3560X-24 LAN Base to IP Services Paper License | или еквивалентно
259 | C3560X-48-L-E | C3560X-48 LAN Base to IP Services Paper License | или еквивалентно
260 | L-C3560X-24-L-S | C3560X-24 LAN Base to IP Base E-License | или еквивалентно
261 | L-C3560X-48-L-S | C3560X-48 LAN Base to IP Base E-License | или еквивалентно
262 | L-C3560X-24-S-E | C3560X-24 IP Base to IP Services E-License | или еквивалентно
263 | L-C3560X-48-S-E | C3560X-48 IP Base to IP Services E-License | или еквивалентно
264 | L-C3560X-24-L-E | C3560X-24 LAN Base to IP Services E-License | или еквивалентно
265 | L-C3560X-48-L-E | C3560X-48 LAN Base to IP Services E-License | или еквивалентно
|  | Catalyst 3850 Switch Models | или еквивалентно
266 | WS-C3850-48P-L | Cisco Catalyst 3850 48 Port PoE LAN Base | или еквивалентно
267 | WS-C3850-48T-S | Cisco Catalyst 3850 48 Port Data IP Base | или еквивалентно
268 | WS-C3850-24T-S | Cisco Catalyst 3850 24 Port Data IP Base | или еквивалентно
269 | WS-C3850-48P-E | Cisco Catalyst 3850 48 Port PoE IP Services | или еквивалентно
270 | WS-C3850-24P-L | Cisco Catalyst 3850 24 Port PoE LAN Base | или еквивалентно
271 | WS-C3850-48T-L | Cisco Catalyst 3850 48 Port Data LAN Base | или еквивалентно
272 | WS-C3850-24P-E | Cisco Catalyst 3850 24 Port PoE IP Services | или еквивалентно
273 | WS-C3850-48P-S | Cisco Catalyst 3850 48 Port PoE IP Base | или еквивалентно
274 | WS-C3850-24T-L | Cisco Catalyst 3850 24 Port Data LAN Base | или еквивалентно
275 | WS-C3850-48T-E | Cisco Catalyst 3850 48 Port Data IP Services | или еквивалентно
276 | WS-C3850-24P-S | Cisco Catalyst 3850 24 Port PoE IP Base | или еквивалентно
277 | WS-C3850-24T-E | Cisco Catalyst 3850 24 Port Data IP Services | или еквивалентно
278 | WS-C3850-24PW-S | Cisco Catalyst 3850 24 Port PoE with 5 AP license IP Base | или еквивалентно
279 | WS-C3850-48PW-S | Cisco Catalyst 3850 48 Port Full PoE w/ 5 AP license IP Base | или еквивалентно
280 | WS-C3850-48F-E | Cisco Catalyst 3850 48 Port Full PoE IP Services | или еквивалентно
281 | WS-C3850-48F-S | Cisco Catalyst 3850 48 Port Full PoE IP Base | или еквивалентно
282 | WS-C3850-48F-L | Cisco Catalyst 3850 48 Port Full PoE LAN Base | или еквивалентно
283 | WS-C3850-12S-S | Cisco Catalyst 3850 12 Port GE SFP IP Base | или еквивалентно
284 | WS-C3850-48U-E | Cisco Catalyst 3850 48 Port UPOE IP Services | или еквивалентно
285 | WS-C3850-24U-S | Cisco Catalyst 3850 24 Port UPOE IP Base | или еквивалентно
286 | WS-C3850-48U-S | Cisco Catalyst 3850 48 Port UPOE IP Base | или еквивалентно
287 | WS-C3850-24U-E | Cisco Catalyst 3850 24 Port UPOE IP Services | или еквивалентно
288 | WS-C3850-48U-L | Cisco Catalyst 3850 48 Port UPOE LAN Base | или еквивалентно
289 | WS-C3850-24U-L | Cisco Catalyst 3850 24 Port UPOE LAN Base | или еквивалентно
290 | WS-C3850-24S-E | Cisco Catalyst 3850 24 Port GE SFP IP Services | или еквивалентно
291 | WS-C3850-24S-S | Cisco Catalyst 3850 24 Port GE SFP IP Base | или еквивалентно
292 | WS-C3850-12S-E | Cisco Catalyst 3850 12 Port GE SFP IP Services | или еквивалентно
293 | C6807-3850-10G-BUN | 2 of 6807XL, 20 to 40 of 3850, up to 80 of 10G Optics | или еквивалентно
294 | WS-C3850-24UW-S | Cisco Catalyst 3850 24 Port UPOE with 5 AP licenses IP Base | или еквивалентно
295 | WS-C3850-48W-S | Cisco Catalyst 3850 48 Port PoE with 5 AP licenses IP Base | или еквивалентно
296 | WS-C3850-48UW-S | Cisco Catalyst 3850 48 Port UPOE with 5 AP licenses IP Base | или еквивалентно
297 | C1-WS3850-48F/K9 | Cisco One Catalyst 3850 48 Port Full PoE | или еквивалентно
298 | C1-WS3850-48U/K9 | Cisco One Catalyst 3850 48 Port UPoE | или еквивалентно
299 | C1-WS3850-12S/K9 | Cisco One Catalyst 3850 12 Port Fiber Switch | или еквивалентно
300 | C1-WS3850-24P/K9 | Cisco One Catalyst 3850 24 Port PoE | или еквивалентно
301 | C1-WS3850-24S/K9 | Cisco One Catalyst 3850 24 Port Fiber Switch | или еквивалентно
302 | C1-WS3850-48P/K9 | Cisco One Catalyst 3850 48 Port PoE | или еквивалентно
303 | C1-WS3850-48T/K9 | Cisco One Catalyst 3850 48 Port Data | или еквивалентно
304 | C1-WS3850-24U/K9 | Cisco One Catalyst 3850 24 Port UPoE | или еквивалентно
305 | C1-WS3850-24T/K9 | Cisco One Catalyst 3850 24 Port Data | или еквивалентно
|  | Network Modules for Catalyst 3850 Series | или еквивалентно
306 | C3850-NM-4-10G | Cisco Catalyst 3850 4 x 10GE Network Module | или еквивалентно
307 | C3850-NM-2-10G | Cisco Catalyst 3850 2 x 10GE Network Module | или еквивалентно
308 | C3850-NM-4-1G | Cisco Catalyst 3850 4 x 1GE Network Module | или еквивалентно
309 | C3850-NM-BLANK | Cisco Catalyst 3850 Network Module Blank | или еквивалентно
|  | Spare Power Supplies and Fan for Catalyst 3850 Series | или еквивалентно
310 | PWR-C1-350WAC/2 | 350W AC Config 1 SecondaryPower Supply | или еквивалентно
311 | PWR-C1-715WAC/2 | 715W AC Config 1 Secondary Power Supply | или еквивалентно
312 | PWR-C1-1100WAC/2 | 1100W AC Config 1 Secondary Power Supply | или еквивалентно
|  | Catalyst 3850 Series RTU Feature License | или еквивалентно
313 | C3850-24-L-E | C3850-24 LAN Base to IP Services Paper RTU License | или еквивалентно
314 | L-C3850-24-L-S | C3850-24 LAN Base to IP Base Electronic RTU License | или еквивалентно
315 | L-C3850-48-S-E | C3850-48 IP Base to IP Services Electronic RTU License | или еквивалентно
316 | C3850-48-L-S | C3850-48 LAN Base to IP Base Paper RTU License | или еквивалентно
317 | L-C3850-24-S-E | C3850-24 IP Base to IP Services Electronic RTU License | или еквивалентно
318 | C3850-24-L-S | C3850-24 LAN Base to IP Base Paper RTU License | или еквивалентно
319 | C3850-48-S-E | C3850-48 IP Base to IP Services Paper RTU License | или еквивалентно
320 | L-C3850-48-L-E | C3850-48 LAN Base to IP Services Electronic RTU License | или еквивалентно
321 | C3850-24-S-E | C3850-24 IP Base to IP Services Paper RTU License | или еквивалентно
322 | L-C3850-24-L-E | C3850-24 LAN Base to IP Services Electronic RTU License | или еквивалентно
323 | C3850-48-L-E | C3850-48 LAN Base to IP Services Paper RTU License | или еквивалентно
324 | L-C3850-48-L-S | C3850-48 LAN Base to IP Base Electronic RTU License | или еквивалентно
325 | LIC-CTIOS-1A | AP adder license for IOS based Wireless LAN Controllers | или еквивалентно
326 | L-LIC-CTIOS-1A | AP adder license for IOS based Wireless LAN Controllers | или еквивалентно
327 | L-C3850-12-S-E | C3850-12 IP Base to IP Services Electronic RTU License | или еквивалентно
328 | C3850-12-S-E | C3850-12 IP Base to IP Services Paper RTU License | или еквивалентно
|  | Catalyst 6800 IA Switch | или еквивалентно
329 | C6800IA-48FPDR | C6800IA Instant Access POE+ Switch w Redundant PS capablity | или еквивалентно
|  | Catalyst 6807-XL Chassis | или еквивалентно
330 | C6807-IA-RPS-BUN | 2 of 6807X, 10-32 of 6800IA with RPS,up to 64 of 10G Optics | или еквивалентно
|  | Catalyst 6880-X chassis with standard tables | или еквивалентно
331 | C6880-IA-10G-BUN | 2 of 6880X, 10 to 42 of 6800IA,up to 84 of 10G Optics | или еквивалентно
332 | C6880-3650-10G-BUN | 2 of Catalyst 6880X,10 to 20 of 3650,up to 40 of 10G Optics | или еквивалентно
333 | C6880-IA-RPS-BUN | 2 of 6880X, 10-42 of 6800IA with RPS,up to 84 of 10G Optics | или еквивалентно
|  | Catalyst 6807-XL chassis - Top Seller | или еквивалентно
334 | C6807-3850-10G-BUN | 2 of 6807XL, 20 to 40 of 3850, up to 80 of 10G Optics | или еквивалентно
|  | Catalyst 6800IA Switch | или еквивалентно
335 | C6800IA-48TD | Catalyst 6800 Instant Access Data Switch | или еквивалентно
336 | C6800IA-48FPD | Catalyst 6800 Instant Access POE+ Switch | или еквивалентно
337 | C6880-IA-10G-BUN | 2 of 6880X, 10 to 42 of 6800IA,up to 84 of 10G Optics | или еквивалентно
338 | C6807-IA-RPS-BUN | 2 of 6807X, 10-32 of 6800IA with RPS,up to 64 of 10G Optics | или еквивалентно
339 | C6880-IA-RPS-BUN | 2 of 6880X, 10-42 of 6800IA with RPS,up to 84 of 10G Optics | или еквивалентно
|  | Catalyst 6800 Chassis | или еквивалентно
340 | C6880-X | Cisco Catalyst 6880-X-Chassis (XL Tables) | или еквивалентно
341 | C6880-X-LE | Cisco Catalyst 6880-X-Chassis (Standard Tables) | или еквивалентно
342 | C6807-XL | Catalyst 6807-XL 7-slot chassis, 10RU | или еквивалентно
343 | C6807-XL-S2T-BUN | Chassis+Fan Tray+ Sup2T+2xPower Supply; IP Services ONLY | или еквивалентно
344 | C1-C6807XL-S2T-BUN | Chassis+Fan Tray+ Sup2T+2xPower Supply; IP Services ONLY | или еквивалентно
345 | C1-C6880-X-LE | Cisco Catalyst 6880-X-Chassis (Standard Tables) | или еквивалентно
|  | Catalyst 6800 Power Supplies | или еквивалентно
346 | C6800-XL-3KW-AC | Catalyst 6807-XL 3000W Power Supply | или еквивалентно
347 | C6880-X-3KW-AC | Cisco Catalyst 6880-X 3KW AC Power Supply | или еквивалентно
|  | Catalyst 6800 10G Ethernet | или еквивалентно
348 | C6880-X-16P10G | Cisco Catalyst 6880-X Multi Rate Port Card (XL Tables) | или еквивалентно
349 | C6880-X-LE-16P10G | Cisco Catalyst 6880-X Multi Rate Port Card (Standard Tables) | или еквивалентно
350 | C6800-32P10G-XL | Catalyst 6800 32 port 10GE with integrated dual DFC4XL | или еквивалентно
351 | C6800-32P10G | Catalyst 6800 32 port 10GE with integrated dual DFC4 | или еквивалентно
352 | C6800-8P10G-XL | Catalyst 6800 8 port 10GE with integrated DFC4XL | или еквивалентно
353 | C6800-16P10G | Catalyst 6800 16 port 10GE with integrated DFC4 | или еквивалентно
354 | C6800-16P10G-XL | Catalyst 6800 16 port 10GE with integrated DFC4XL | или еквивалентно
355 | C6800-8P10G | Catalyst 6800 8 port 10GE with integrated DFC4 | или еквивалентно
|  | Catalyst 6800 Fan Trays | или еквивалентно
356 | C6807-XL-FAN | Catalyst 6807-XL Chassis Fan Tray | или еквивалентно
|  | Catalyst 6800 Accessories | или еквивалентно
357 | C6800-XL-NEBS-PAK | Catalyst 6800-XL air dam for NEBS | или еквивалентно
358 | C6880-X-NEBS-PAK | Mandatory Air Dam set for 6880-X to meet thermal requirement | или еквивалентно
359 | CAB-USBA-USBB | Console Cable 7ft with USBA and USBB | или еквивалентно
|  | Catalyst 6800 1G Ethernet | или еквивалентно
360 | C6800-48P-TX-XL | C6k 48-port 10/100/1000 GE Mod: fabric enabled, RJ-45 DFC4XL | или еквивалентно
361 | C6800-48P-SFP-XL | C6k 48-port 1GE Mod:fabric-enabled with DFC4XL | или еквивалентно
362 | C6800-48P-SFP | C6K 48-port 1GE Mod: fabric-enabled with DFC4 | или еквивалентно
363 | C6800-48P-TX | C6k 48-port 10/100/1000 GE Mod: fabric enabled, RJ-45 DFC4 | или еквивалентно
|  | Catalyst 6500 Sup2T | или еквивалентно
364 | VS-S2T-10G | Cat 6500 Sup 2T with 2 x 10GbE and 3 x 1GbE with MSFC5 PFC4 | или еквивалентно
365 | VS-S2T-10G-XL | Cat 6500 Sup 2T with 2x10GbE and 3 x 1GbE with MSFC5 PFC4XL | или еквивалентно
|  | Catalyst 6500 Sup2T Cisco IOS | или еквивалентно
366 | S2TAEK9-15001SY | Cisco CAT6000-VS-S2T IOS ADV ENT SERV FULL ENCRYPT | или еквивалентно
367 | S2TAEK9N-15001SY | Cisco CAT6000-VS-S2T IOS ADVANCED ENTERPRISE SERVICES NPE | или еквивалентно
368 | S2TAIK9-15001SY | Cisco CAT6000-VS-S2T IOS ADVANCED IP SERVICES FULL ENCRYPT | или еквивалентно
369 | S2TAIK9N-15001SY | Cisco CAT6000-VS-S2T IOS ADVANCED IP SERVICES NPE | или еквивалентно
370 | S2TISK9-15001SY | Cisco CAT6000-VS-S2T IOS IP SERV FULL ENCRYPT | или еквивалентно
371 | S2TISK9N-15001SY | Cisco CAT6000-VS-S2T IOS IP SERV NPE | или еквивалентно
372 | S2TAEK9N-15201SY | Cisco CAT6000-VS-S2T IOS ADVANCED ENTERPRISE SERVICES NPE | или еквивалентно
373 | S2TAIK9-15201SY | Cisco CAT6000-VS-S2T IOS ADVANCED IP SERVICES FULL ENCRYPT | или еквивалентно
374 | S2TAIK9N-15201SY | Cisco CAT6000-VS-S2T IOS ADVANCED IP SERVICES NPE | или еквивалентно
375 | S2TIAE9-15201SY | Cisco CAT6000-VS-S2T IOS UPD IOS IP SRV 2 ADV ENT ENCRYPT | или еквивалентно
376 | S2TIAE9N-15201SY | Cisco CAT6000-VS-S2T IOS UPD IOS IP SRV 2 ADV ENT NPE | или еквивалентно
377 | S2TIAI9-15201SY | Cisco CAT6000-VS-S2T IOS UPD IP SRV 2 ADV IP ENCRYPT | или еквивалентно
378 | S2TIAI9N-15201SY | Cisco CAT6000-VS-S2T IOS UPD IP SRV 2 ADV IP NPE | или еквивалентно
379 | S2TISK9N-15201SY | Cisco CAT6000-VS-S2T IOS IP SERV NPE | или еквивалентно
380 | S2TAEK9-15201SY | Cisco CAT6000-VS-S2T IOS ADV ENT SERV FULL ENCRYPT | или еквивалентно
381 | S2TAEK9-15201SY | Cisco CAT6000-VS-S2T IOS ADV ENT SERV FULL ENCRYPT | или еквивалентно
|  | Cisco 4400 Series Interfaces NIM | или еквивалентно
382 | NIM-2MFT-T1/E1 | 2 port Multiflex Trunk Voice/Clear-channel Data T1/E1 Module | или еквивалентно
383 | NIM-1MFT-T1/E1 | 1 port Multiflex Trunk Voice/Clear-channel Data T1/E1 Module | или еквивалентно
384 | NIM-2CE1T1-PRI | 2 port Multiflex Trunk Voice/Channelized Data T1/E1 Module | или еквивалентно
385 | NIM-1CE1T1-PRI | 1 port Multiflex Trunk Voice/Channelized Data T1/E1 Module | или еквивалентно
386 | NIM-8MFT-T1/E1 | 8 port Multiflex Trunk Voice/Clear-channel Data T1/E1 Module | или еквивалентно
387 | NIM-4MFT-T1/E1 | 4 port Multiflex Trunk Voice/Clear-channel Data T1/E1 Module | или еквивалентно
388 | NIM-4FXO | 4-port Network Interface Module - FXO (Universal) | или еквивалентно
389 | NIM-2FXO | 2-port Network Interface Module - FXO (Universal) | или еквивалентно
390 | NIM-2FXS | 2-Port Network Interface Module - FXS, FXS-E and DID | или еквивалентно
391 | NIM-4FXS | 4-Port Network Interface Module - FXS, FXS-E and DID | или еквивалентно
392 | NIM-8CE1T1-PRI | 8 port Multiflex Trunk Voice/Channelized Data T1/E1 Module | или еквивалентно
393 | NIM-4E/M | 4-Port Network Interface Module - Ear and Mouth | или еквивалентно
394 | NIM-4BRI-NT/TE | 4-port Network Interface Module - BRI (NT and TE) | или еквивалентно
395 | NIM-2BRI-NT/TE | 2-port Network Interface Module - BRI (NT and TE) | или еквивалентно
|  | Cisco 4400 Series DRAM Memory Options | или еквивалентно
396 | MEM-4400-4GU16G | 4G to 16G DRAM Upgrade (8G+8G) for Cisco ISR 4400 | или еквивалентно
397 | MEM-4400-4GU8G | 4G to 8G DRAM Upgrade (4G+4G) for Cisco ISR 4400 | или еквивалентно
|  | Cisco 4400 Series Flash Memory Options | или еквивалентно
398 | MEM-FLASH-8U16G | 8G to 16G Compact Flash Memory Upgrade for Cisco ISR 4450 | или еквивалентно
399 | MEM-FLASH-8U32G | 8G to 32G Compact Flash Memory Upgrade for Cisco ISR 4450 | или еквивалентно
400 | MEM-FLSH-8U32G | 8G to 32G eUSB Flash Memory Upgrade for Cisco ISR 4430 | или еквивалентно
401 | MEM-FLSH-8U16G | 8G to 16G eUSB Flash Memory Upgrade for Cisco ISR 4430 | или еквивалентно
|  | Cisco 4400 Series Routers | или еквивалентно
402 | ISR4451-X/K9 | Cisco ISR 4451 (4GE,3NIM,2SM,8G FLASH,4G DRAM) | или еквивалентно
403 | ISR4431/K9 | Cisco ISR 4431 (4GE,3NIM,8G FLASH,4G DRAM,IPB) | или еквивалентно
404 | ISR4451-UCSE-S/K9 | Cisco ISR 4451 CI Bundle w 24 port SM, UCS-E Single Wide SM | или еквивалентно
405 | C1-CISCO4451/K9 | Cisco ONE ISR 4451 (4GE,3NIM,2SM,8G FLASH,4G DRAM, IPB) | или еквивалентно
406 | C1-CISCO4431/K9 | Cisco ONE ISR 4431 (4GE,3NIM,8G FLASH,4G DRAM,IPB) | или еквивалентно
|  | Cisco 4400 Series Secure Voice Bundles | или еквивалентно
407 | ISR4451-X-VSEC/K9 | Cisco ISR 4451 VSEC Bundle, PVDM4-64 w/ UC,SEC Lic,CUBE-25 | или еквивалентно
408 | ISR4431-VSEC/K9 | Cisco ISR 4431 Bundle with UC & Sec Lic, PVDM4-64, CUBE-25 | или еквивалентно
|  | Cisco 4400 Series IOS Software Technology Package Licenses | или еквивалентно
409 | SL-44-UC-K9 | Unified Communication License for Cisco ISR 4400 Series | или еквивалентно
410 | SL-44-IPB-K9 | IP Base License for Cisco ISR 4400 Series | или еквивалентно
411 | SL-44-SECNPE-K9 | SEC No Payload Encryption License for Cisco ISR 4400 Series | или еквивалентно
412 | SL-44-SEC-K9 | Security License for Cisco ISR 4400 Series | или еквивалентно
413 | SL-44-APP-K9 | AppX License for Cisco ISR 4400 Series | или еквивалентно
|  | Cisco 4400 Series Voice Bundles | или еквивалентно
414 | ISR4451-X-V/K9 | Cisco ISR 4451 UC Bundle, PVDM4-64, UC Lic,CUBE25 | или еквивалентно
415 | ISR4431-V/K9 | Cisco ISR 4431 UC Bundle, PVDM4-64, UC License, CUBE-25 | или еквивалентно
|  | Cisco 4400 Series Power Supply Options | или еквивалентно
416 | PWR-GE-POE-4400 | POE Module for On Board GE for Cisco ISR 4400 & 4350 | или еквивалентно
417 | PWR-4450-AC/2 | AC Power Supply (Secondary PS) for Cisco ISR 4450 | или еквивалентно
418 | PWR-4450-POE-AC | 1000W AC PS w/ POE Module for Cisco ISR4450 and ISR4350 | или еквивалентно
|  | Cisco 4400 Series Security Bundles | или еквивалентно
419 | ISR4451-X-SEC/K9 | Cisco ISR 4451 Sec Bundle, w/SEC license | или еквивалентно
420 | ISR4431-SEC/K9 | Cisco ISR 4431 Sec bundle w/SEC license | или еквивалентно
|  | Cisco 4400 Series AppX Bundles | или еквивалентно
421 | ISR4451-X-AX/K9 | Cisco ISR 4451 AX Bundle with APP and SEC license | или еквивалентно
422 | ISR4451XWAAS-200G | ISRWAAS BUN,DRAM 16GB, Flash Mem 32G, (200+200) GB SSD | или еквивалентно
423 | ISR4431-AX/K9 | Cisco ISR 4431 AX Bundle with APP and SEC license | или еквивалентно
424 | ISR4451-X-AXV/K9 | Cisco ISR 4451 AXV Bundle,PVDM4-64 w/APP,SEC,UC lic,CUBE-25 | или еквивалентно
425 | ISR4431-AXV/K9 | Cisco ISR 4431 AXV Bundle,PVDM4-64 w/APP,SEC,UC lic,CUBE-25 | или еквивалентно
426 | ISR4430U-MEM-SSD | Upgrade to 16GB DRAM/16GB Flash, 200GB SSD+NIM bundle | или еквивалентно
427 | ISR4451-AX-BUN | ISR 4451-AX with UCS E-Series 140S M2 | или еквивалентно
428 | ISR4451-AXV-BUN | ISR 4451-AXV with UCS E-Series 140S M2 | или еквивалентно
|  | Cisco 4400 Series Options & Spares | или еквивалентно
429 | SSD-SATA-200G | 200 GB, SATA Solid State Disk | или еквивалентно
430 | SSD-MSATA-200G | 200 GB, SATA Solid State Disk | или еквивалентно
431 | NIM-SSD | NIM Carrier Card for SSD Drives | или еквивалентно
|  | Cisco 4400 Series SM-X Modules | или еквивалентно
432 | SM-X-1T3/E3 | One port T3/E3 Service Module | или еквивалентно
433 | SM-X-ES3-16-P | SM-X EtherSwitch, L2/L3, SM, 16 GE, POE+ | или еквивалентно
434 | SM-X-ES3-24-P | SM-X EtherSwitch, L2/L3, SM, 24 GE, POE+ | или еквивалентно
435 | SM-X-6X1G | SM-X module with 6-port dual-mode GE / SFP | или еквивалентно
436 | SM-X-ES3D-48-P | SM-X EtherSwitch, L2/L3, SM, 48 GE, 2 SFP, POE+ | или еквивалентно
437 | SM-X-NIM-ADPTR | SM-X Adapter for one NIM module for Cisco 4000 Series ISR | или еквивалентно
|  | Cisco 4400 UCS E-Series Blade Server | или еквивалентно
438 | UCS-E140DP-M1/K9 | UCS-E,DblWide,4CoreCPU,2x8G SD,1x8G RDIMM,1-2HDD,1PCIe | или еквивалентно
439 | UCS-E140D-M1/K9 | UCS-E,DoubleWide,4CoreCPU,2x8G SD,1x8G RDIMM,1-3 HDD | или еквивалентно
440 | UCS-E140S-M1/K9 | UCS-E,SingleWide,4Cor CPU,2x8G SD,1x8GB UDIMM,1-2 HDD | или еквивалентно
441 | UCS-E160D-M1/K9 | UCS-E,DoubleWide,6CoreCPU,2x8G SD,1x8G RDIMM,1-3 HDD | или еквивалентно
442 | UCS-E160D-M1BUN/K9 | Promotional UCS-E160D-M1/K9 bundled with ISR-G2 | или еквивалентно
443 | UCS-E140D-M1BUN/K9 | Promotional UCS-E140D-M1/K9 bundled with ISR-G2 | или еквивалентно
444 | UCS-E140S-M1BUN/K9 | Promotional UCS-E140S-M1/K9 bundled with ISR-G2 | или еквивалентно
445 | UCS-E140D-M1VDI/K9 | Promotional VDI Bundle - UCS-E140D-M1/K9 bundled with ISR-G2 | или еквивалентно
446 | UCS-E160D-M1VDI/K9 | Promotional VDI Bundle - UCS-E160D-M1/K9 bundled with ISR-G2 | или еквивалентно
447 | UCS-EN120S-M2/K9 | UCS E-Series NCE, 2C, 4-16GB RAM, 1-2 HDD, Service Module | или еквивалентно
448 | UCS-E140S-M2/K9 | UCS-E,SingleWide,4Cor CPU,2x8GB SD,1x8GB UDIMM,1-2 HDD | или еквивалентно
449 | UCS-E180D-M2/K9 | UCS-E,DoubleWide,8Core 1.8 GHzCPU,2x8G SD,1x8G RDIMM,1-3 HDD | или еквивалентно
450 | UCS-E160D-M2/K9 | UCS-E,DoubleWide,6 Core CPU 2.0,2x8G SD,1x8GB RDIMM,1-3 HDD | или еквивалентно
451 | UCS-EN120SM2BUN/K9 | Promotional UCS-EN120S-M2/K9 bundled with ISR-G2 | или еквивалентно
452 | UCS-E140S-M2BUN/K9 | Promotional UCS-E140S-M2/K9 bundled with ISR-G2 | или еквивалентно
453 | UCS-E160D-M2BUN/K9 | Promotional UCS-E160D-M2/K9 bundled with ISR-G2 | или еквивалентно
454 | UCS-E180D-M2BUN/K9 | Promotional UCS-E180D-M2/K9 bundled with ISR-G2 | или еквивалентно
|  | Cisco 4400 Series Packet Voice/Fax DSP Modules | или еквивалентно
455 | PVDM4-64 | 64-channel DSP module | или еквивалентно
456 | PVDM4-32 | 32-channel DSP module | или еквивалентно
457 | PVDM4-256 | 256-channel DSP module | или еквивалентно
458 | PVDM4-128 | 128-channel DSP module | или еквивалентно
459 | PVDM4-64U256 | PVDM4 64-channel to 256-channel factory upgrade | или еквивалентно
460 | PVDM4-64U128 | PVDM4 64-channel to 128-channel factory upgrade | или еквивалентно
461 | PVDM4-32U256 | PVDM4 32-channel to 256-channel factory upgrade | или еквивалентно
462 | PVDM4-32U128 | PVDM4 32-channel to 128-channel factory upgrade | или еквивалентно
463 | PVDM4-32U64 | PVDM4 32-channel to 64-channel factory upgrade | или еквивалентно
|  | Cisco 4400 Series Cables | или еквивалентно
464 | CAB-CONSOLE-USB | Console Cable 6 ft with USB Type A and mini-B | или еквивалентно
465 | CAB-SS-V35MT | V.35 Cable, DTE Male to Smart Serial, 10 Feet | или еквивалентно
466 | CAB-SS-530MT | RS-530 Cable, DTE Male to Smart Serial, 10 Feet | или еквивалентно
467 | CAB-SS-530AMT | RS-530A Cable, DTE Male to Smart Serial, 10 Feet | или еквивалентно
468 | CAB-SS-V35FC | V.35 Cable, DCE Female to Smart Serial, 10 Feet | или еквивалентно
469 | CAB-SS-232MT | RS-232 Cable, DTE Male to Smart Serial, 10 Feet | или еквивалентно
470 | CAB-SS-449MT | RS-449 Cable, DTE Male to Smart Serial, 10 Feet | или еквивалентно
471 | CAB-SS-X21MT | X.21 Cable, DTE Male to Smart Serial, 10 Feet | или еквивалентно
472 | CAB-SS-X21FC | X.21 Cable, DCE Female to Smart Serial, 10 Feet | или еквивалентно
|  | Cisco 4400 UCS E-Series Server Options | или еквивалентно
473 | E100D-HDD-SAS900G | 900 GB, SAS hard disk drive for DbleWide UCS-E | или еквивалентно
474 | E100D-HDD-SATA1T | 1 TB, SATA hard disk drive for DoubleWide UCS-E | или еквивалентно
475 | E100D-HDD-SSD200G | 200 GB, SAS SLC SSD hard disk drive for DblWide UCS-E | или еквивалентно
476 | E100D-MEM-RDIMM4G | 4GB 1333MHz RDIMM/PC3-10600 2R for DoubleWide UCS-E | или еквивалентно
477 | E100D-MEM-RDIMM8G | 8GB 1333MHz RDIMM/PC3-10600 2R for DoubleWide UCS-E | или еквивалентно
478 | E100D-MEM-RDIM16G | 16GB, 1333MHz RDIMM/PC3-10600 2R for DoubleWide UCS-E | или еквивалентно
479 | MSWS-2012R2ST-E | Windows Server 2012 R2 Standard 64-bit for UCS E Series | или еквивалентно
|  | Cisco 4400 Series USB Memory Options | или еквивалентно
480 | MEMUSB-1024FT | 1GB USB Flash Token | или еквивалентно
|  | Cisco 4400 Series Cisco IOS Software Right to Use Licenses | или еквивалентно
481 | FL-CME-SRST-5 | Communication Manager Express or SRST - 5 seat license | или еквивалентно
482 | FL-CME-SRST-25 | Communication Manager Express or SRST - 25 seat license | или еквивалентно
483 | FL-CME-SRST-100 | Cisco Communication Manager or SRST- 100 seat license | или еквивалентно
484 | FL-CUBEE-25-RED | Unified Border Element Ent Lic, 25 Sessions, Redundancy | или еквивалентно
485 | FL-CUBEE-100-RED | Unified Border Element Ent Lic, 100 Sessions, Redundancy | или еквивалентно
486 | FL-CUBEE-5-RED | Unified Border Element Ent Lic, 5 Sessions, Redundancy | или еквивалентно
|  | Cisco 4300 Series IOS Software Technology Package Licenses | или еквивалентно
487 | SL-4350-APP-K9 | AppX License for Cisco ISR 4350 Series | или еквивалентно
488 | SL-4330-APP-K9 | AppX License for Cisco ISR 4330 Series | или еквивалентно
489 | SL-4320-APP-K9 | AppX License for Cisco ISR 4320 Series | или еквивалентно
490 | SL-4320-SEC-K9 | Security License for Cisco ISR 4320 Series | или еквивалентно
491 | SL-4350-UC-K9 | Unified Communication License for Cisco ISR 4350 Series | или еквивалентно
492 | SL-4350-IPB-K9 | IP Base License for Cisco ISR 4350 Series | или еквивалентно
493 | SL-4330-UC-K9 | Unified Communication License for Cisco ISR 4330 Series | или еквивалентно
494 | SL-4320-UC-K9 | Unified Communication License for Cisco ISR 4320 Series | или еквивалентно
495 | SL-4350-SEC-K9 | Security License for Cisco ISR 4350 Series | или еквивалентно
496 | SL-4320-IPB-K9 | IP Base License for Cisco ISR 4320 Series | или еквивалентно
497 | SL-4330-SEC-K9 | Security License for Cisco ISR 4330 Series | или еквивалентно
498 | SL-4330-IPB-K9 | IP Base License for Cisco ISR 4330 Series | или еквивалентно
|  | Cisco 4300 Series Routers | или еквивалентно
499 | ISR4351/K9 | Cisco ISR 4351 (3GE,3NIM,2SM,4G FLASH,4G DRAM,IPB) | или еквивалентно
500 | ISR4331/K9 | Cisco ISR 4331 (3GE,2NIM,1SM,4G FLASH,4G DRAM,IPB) | или еквивалентно
501 | ISR4321/K9 | Cisco ISR 4321 (2GE,2NIM,4G FLASH,4G DRAM,IPB) | или еквивалентно
502 | C1-CISCO4351/K9 | Cisco ONE ISR 4351 (3GE,3NIM,2SM,4G FLASH,4G DRAM,IPB) | или еквивалентно
503 | C1-CISCO4331/K9 | Cisco ONE ISR 4331 (2GE,2NIM,1SM,4G FLASH,4G DRAM,IPB) | или еквивалентно
504 | C1-CISCO4321/K9 | Cisco ONE ISR 4321 (2GE,2NIM,4G FLASH,4G DRAM,IPB) | или еквивалентно
|  | Cisco 4300 Series AppX Bundles | или еквивалентно
505 | ISR4320U-MEM-MSATA | Upgrade to 8GB DRAM/8GB Flash, 200GB mSATA SSD bundle | или еквивалентно
506 | ISR4330U-MEM-MSATA | Upgrade to 16GB DRAM/16GB Flash, 200GB mSATA SSD bundle | или еквивалентно
507 | ISR4350U-MEM-MSATA | Upgrade to 16GB DRAM/16GB Flash, 200GB mSATA SSD bundle | или еквивалентно
508 | ISR4331-AXV/K9 | Cisco ISR 4331 AXV Bundle,PVDM4-32 w/APP,SEC,UC lic,CUBE-10 | или еквивалентно
509 | ISR4331-AX/K9 | Cisco ISR 4331 AX Bundle w/ APP,SEC lic | или еквивалентно
510 | ISR4351-AXV/K9 | Cisco ISR 4351 AXV Bundle,PVDM4-64 w/APP,SEC,UC lic,CUBE-25 | или еквивалентно
511 | ISR4321-AXV/K9 | Cisco ISR 4321 AXV Bundle, w/APP, SEC, UC lic, CUBE-10 | или еквивалентно
512 | ISR4321-AX/K9 | Cisco ISR 4321 AX Bundle w/APP, SEC lic | или еквивалентно
513 | ISR4351-AX/K9 | Cisco ISR 4351 AX Bundle w/ APP,SEC lic | или еквивалентно
514 | ISR4351-AXV-BUN | ISR 4351-AXV with UCS E-Series 140S M2 | или еквивалентно
515 | ISR4351-AX-BUN | ISR 4351-AX with UCS E-Series 140S M2 | или еквивалентно
516 | ISR4331-AX-BUN | ISR 4331-AX with UCS E-Series 140S M2 | или еквивалентно
517 | ISR4331-AXV-BUN | ISR 4331-AXV with UCS E-Series 140S M2 | или еквивалентно
|  | Cisco 4300 Series Cables | или еквивалентно
518 | CAB-SS-V35MT | V.35 Cable, DTE Male to Smart Serial, 10 Feet | или еквивалентно
519 | CAB-SS-530MT | RS-530 Cable, DTE Male to Smart Serial, 10 Feet | или еквивалентно
520 | CAB-SS-530AMT | RS-530A Cable, DTE Male to Smart Serial, 10 Feet | или еквивалентно
521 | CAB-SS-V35FC | V.35 Cable, DCE Female to Smart Serial, 10 Feet | или еквивалентно
522 | CAB-SS-232MT | RS-232 Cable, DTE Male to Smart Serial, 10 Feet | или еквивалентно
523 | CAB-SS-449MT | RS-449 Cable, DTE Male to Smart Serial, 10 Feet | или еквивалентно
524 | CAB-SS-X21MT | X.21 Cable, DTE Male to Smart Serial, 10 Feet | или еквивалентно
525 | CAB-SS-X21FC | X.21 Cable, DCE Female to Smart Serial, 10 Feet | или еквивалентно
|  | Cisco 4300 Series DRAM Memory Options | или еквивалентно
526 | MEM-4300-4GU16G | 4G to 16G DRAM Upgrade (8G+8G) for Cisco ISR 4330, 4350 | или еквивалентно
527 | MEM-4300-4GU8G | 4G to 8G DRAM Upgrade (4G+4G) for Cisco ISR 4330,4350 | или еквивалентно
528 | MEM-4320-4GU8G | 4G to 8G DRAM Upgrade (Fixed 4G + additional 4G) for ISR4320 | или еквивалентно
|  | Cisco 4300 Series Flash Memory Options | или еквивалентно
529 | MEM-FLSH-4U8G | 4G to 8G eUSB Flash Memory Upgrade for Cisco ISR 4300 | или еквивалентно
530 | MEM-FLSH-4U16G | 4G to 16G eUSB Flash Memory Upgrade for Cisco ISR 4350, 4330 | или еквивалентно
|  | Cisco 4300 Series Packet Voice/Fax DSP Modules | или еквивалентно
531 | PVDM4-64 | 64-channel DSP module | или еквивалентно
532 | PVDM4-32 | 32-channel DSP module | или еквивалентно
533 | PVDM4-256 | 256-channel DSP module | или еквивалентно
534 | PVDM4-128 | 128-channel DSP module | или еквивалентно
535 | PVDM4-64U256 | PVDM4 64-channel to 256-channel factory upgrade | или еквивалентно
536 | PVDM4-64U128 | PVDM4 64-channel to 128-channel factory upgrade | или еквивалентно
537 | PVDM4-32U256 | PVDM4 32-channel to 256-channel factory upgrade | или еквивалентно
538 | PVDM4-32U128 | PVDM4 32-channel to 128-channel factory upgrade | или еквивалентно
539 | PVDM4-32U64 | PVDM4 32-channel to 64-channel factory upgrade | или еквивалентно
|  | Cisco 4300 Series Power Supply Options | или еквивалентно
540 | PWR-4320-POE-AC | AC Power Supply with POE for Cisco ISR 4320 | или еквивалентно
541 | PWR-4330-POE-AC | AC Power Supply with POE for Cisco ISR 4330 | или еквивалентно
|  | Cisco 4300 Series SM-X Modules | или еквивалентно
542 | SM-X-NIM-ADPTR | SM-X Adapter for one NIM module for Cisco 4000 Series ISR | или еквивалентно
543 | SM-X-ES3D-48-P | SM-X EtherSwitch, L2/L3, SM, 48 GE, 2 SFP, POE+ | или еквивалентно
|  | Cisco 4300 Series Secure Voice Bundles | или еквивалентно
544 | ISR4351-VSEC/K9 | Cisco ISR 4351 Bundle with UC & Sec Lic, PVDM4-64, CUBE-25 | или еквивалентно
545 | ISR4331-VSEC/K9 | Cisco ISR 4331 Bundle with UC & Sec Lic, PVDM4-32, CUBE-10 | или еквивалентно
546 | ISR4321-VSEC/K9 | Cisco ISR 4321 Bundle w/UC & SEC License, CUBE-10 | или еквивалентно
|  | Cisco 4300 Series Security Bundles | или еквивалентно
547 | ISR4351-SEC/K9 | Cisco ISR 4351 Sec bundle w/SEC license | или еквивалентно
548 | ISR4331-SEC/K9 | Cisco ISR 4331 Sec bundle w/SEC license | или еквивалентно
549 | ISR4321-SEC/K9 | Cisco ISR 4321 Sec bundle w/SEC license | или еквивалентно
|  | Cisco 4300 Series Voice Bundles | или еквивалентно
550 | ISR4351-V/K9 | Cisco ISR 4351 UC Bundle, PVDM4-64, UC License, CUBEE25 | или еквивалентно
551 | ISR4331-V/K9 | Cisco ISR 4331 UC Bundle, PVDM4-32, UC License, CUBEE10 | или еквивалентно
552 | ISR4321-V/K9 | Cisco ISR 4321 Bundle, w/UC License, CUBE-10 | или еквивалентно
|  | Cisco ASR 1000 Series Security + HA Bundles | или еквивалентно
553 | ASR1004-10G-SHA/K9 | ASR1004 Sec+HA Bundle w/ ESP-10G,RP1,SIP10,AESK9,License | или еквивалентно
554 | ASR1004-20G-SHA/K9 | ASR1004 Sec+HA Bundle w/ ESP-20G,RP1,SIP10,AESK9,License | или еквивалентно
555 | ASR1K4R2-20G-SHAK9 | ASR1004 Sec+HA Bundle w/ ESP-20G,RP2,SIP10,AESK9,License | или еквивалентно
556 | ASR1006-10G-SHA/K9 | ASR1006 Sec+HA Bundle w/ 2xESP-10G,2xRP1,SIP10,AESK9,License | или еквивалентно
557 | ASR1006-20G-SHA/K9 | ASR1006 Sec+HA Bundle w/ 2xESP-20G,2xRP1,SIP10,AESK9,License | или еквивалентно
558 | ASR1K6R2-20G-SHAK9 | ASR1006 Sec+HA Bundle w/ 2xESP-20G,2xRP2,SIP10,AESK9,License | или еквивалентно
559 | ASR1K6R2-40G-SHAK9 | ASR1006 Sec+HA Bundle w/ 2xESP-40G,2xRP2,SIP40,AESK9,License | или еквивалентно
560 | ASR1K6R2-10GSHA/K9 | ASR1006 Sec+HA Bundle w/ 2xESP-10G,2xRP2,SIP10,AESK9,License | или еквивалентно
561 | ASR1K4R2-10GSHA/K9 | ASR1004 Sec+HA Bundle w/ ESP-10G,RP2,SIP10,AESK9,License | или еквивалентно
562 | ASR1002X-5G-SHAK9 | ASR1002-X, 5G, Sec+HA Bundle, K9, AES license | или еквивалентно
563 | ASR1K6R2-100-SHAK9 | ASR1006 Sec+HA Bundle w/2xESP-100G,2xRP2,SIP40,AESK9,License | или еквивалентно
|  | Cisco ASR 1000 Series Security Bundles | или еквивалентно
564 | ASR1004-10G-SEC/K9 | ASR1004 VPN+FW Bundle w/ ESP-10G,RP1,SIP10,AESK9,License | или еквивалентно
565 | ASR1004-20G-SEC/K9 | ASR1004 VPN+FW Bundle w/ ESP-20G,RP1,SIP10,AESK9,License | или еквивалентно
566 | ASR1K4R2-20G-SECK9 | ASR1004 VPN+FW Bundle w/ ESP-20G,RP2,SIP10,AESK9,License | или еквивалентно
567 | ASR1006-10G-SEC/K9 | ASR1006 VPN+FW Bundle w/ ESP-10G,RP1,SIP10,AESK9,License | или еквивалентно
568 | ASR1006-20G-SEC/K9 | ASR1006 VPN+FW Bundle w/ ESP-20G,RP1,SIP10,AESK9,License | или еквивалентно
569 | ASR1K6R2-20G-SECK9 | ASR1006 VPN+FW Bundle w/ ESP-20G,RP2,SIP10,AESK9,License | или еквивалентно
570 | ASR1K4R2-40G-SECK9 | ASR1004 VPN+FW Bundle w/ ESP-40G,RP2,SIP40,AESK9,License | или еквивалентно
571 | ASR1K6R2-40G-SECK9 | ASR1006 VPN+FW Bundle w/ ESP-40G,RP2,SIP40,AESK9,License | или еквивалентно
572 | ASR1002X-36G-SHAK9 | ASR1002-X, 36G, Sec+HA Bundle, K9, AES license | или еквивалентно
573 | ASR1002X-20G-SECK9 | ASR1002-X, 20G, VPN+FW Bundle, K9, AES license | или еквивалентно
574 | ASR1002X-10G-SECK9 | ASR1002-X, 10G, VPN+FW Bundle, K9, AES license | или еквивалентно
575 | ASR1002X-5G-SECK9 | ASR1002-X, 5G, VPN+FW Bundle, K9, AES license | или еквивалентно
576 | ASR1002X-10G-SHAK9 | ASR1002-X, 10G, Sec+HA Bundle, K9, AES license | или еквивалентно
577 | ASR1002X-36G-SECK9 | ASR1002-X, 36G, VPN+FW Bundle, K9, AES license | или еквивалентно
578 | ASR1002X-20G-SHAK9 | ASR1002-X, 20G, Sec+HA Bundle, K9, AES license | или еквивалентно
579 | ASR1K6R2-100-SECK9 | ASR1006 VPN+FW Bundle w/ ESP-100G,RP2,SIP40,AESK9,License | или еквивалентно
580 | ASR1001X-20G-SEC | ASR1001-X, 20G, VPN+FW Bundle, K9, AES, Built-in 6x1G, 2x10G | или еквивалентно
581 | ASR1001X-5G-SEC | ASR1001-X, 5G, VPN+FW Bundle, K9, AES, Built-in 6x1G | или еквивалентно
582 | ASR1001X-10G-SEC | ASR1001-X, 10G, VPN+FW Bundle, K9, AES, Built-in 6x1G | или еквивалентно
583 | ASR1001X-2.5G-SEC | ASR1001-X, 2.5G, VPN+FW Bundle, K9, AES, Built-in 6x1G | или еквивалентно
|  | Cisco ASR 1000 Series VPN Bundles | или еквивалентно
584 | ASR1004-10G-VPN/K9 | ASR1004 VPN Bundle w/ ESP-10G,RP1,SIP10,AESK9,License | или еквивалентно
585 | ASR1004-20G-VPN/K9 | ASR1004 VPN Bundle w/ ESP-20G,RP1,SIP10,AESK9,License | или еквивалентно
586 | ASR1K4R2-20G-VPNK9 | ASR1004 VPN Bundle w/ ESP-20G,RP2,SIP10,AESK9,License | или еквивалентно
587 | ASR1006-10G-VPN/K9 | ASR1006 VPN Bundle w/ ESP-10G,RP1,SIP10,AESK9,License | или еквивалентно
588 | ASR1006-20G-VPN/K9 | ASR1006 VPN Bundle w/ ESP-20G,RP1,SIP10,AESK9,License | или еквивалентно
589 | ASR1K6R2-20G-VPNK9 | ASR1006 VPN Bundle w/ ESP-20G,RP2,SIP10,AESK9,License | или еквивалентно
590 | ASR1K6R2-40G-VPNK9 | ASR1006 VPN Bundle w/ ESP-40G,RP2,SIP40,AESK9,License | или еквивалентно
591 | ASR1K4R2-40G-VPNK9 | ASR1004 VPN Bundle w/ ESP-40G,RP2,SIP40,AESK9,License | или еквивалентно
592 | ASR1002X-36G-VPNK9 | ASR1002-X, 36G, VPN Bundle, K9, AES license | или еквивалентно
593 | ASR1002X-10G-VPNK9 | ASR1002-X, 10G, VPN Bundle, K9, AES license | или еквивалентно
594 | ASR1002X-20G-VPNK9 | ASR1002-X, 20G, VPN Bundle, K9, AES license | или еквивалентно
595 | ASR1002X-5G-VPNK9 | ASR1002-X, 5G, VPN Bundle, K9, AES license | или еквивалентно
596 | ASR1K6R2-100-VPNK9 | ASR1006 VPN Bundle w/ESP-100G,RP2,SIP40,AESK9,License | или еквивалентно
597 | ASR1001X-2.5G-VPN | ASR1001-X, 2.5G, VPN Bundle, K9, AES, Built-in 6x1G | или еквивалентно
598 | ASR1001X-10G-VPN | ASR1001-X, 10G, VPN Bundle, K9, AES, Built-in 6x1G | или еквивалентно
599 | ASR1001X-5G-VPN | ASR1001-X, 5G, VPN Bundle, K9, AES, Built-in 6x1G | или еквивалентно
600 | ASR1001X-20G-VPN | ASR1001-X, 20G, VPN Bundle, K9, AES, Built-in 6x1G, 2x10G | или еквивалентно
|  | Cisco ASR 1000 Series High Availability Bundles | или еквивалентно
601 | ASR1004-10G-HA/K9 | ASR1004 HA Bundle w/ ESP-10G,RP1,SIP10,AESK9,License | или еквивалентно
602 | ASR1004-20G-HA/K9 | ASR1004 HA Bundle w/ ESP-20G,RP1,SIP10,AESK9,License | или еквивалентно
603 | ASR1006-10G-HA/K9 | ASR1006 HA Bundle w/ 2xESP-10G,2xRP1, SIP10,AESK9 | или еквивалентно
604 | ASR1006-20G-HA/K9 | ASR1006 HA Bundle w/ 2xESP-20G,2xRP1,SIP10,AESK9 | или еквивалентно
605 | ASR1K6R2-20G-HA/K9 | ASR1006 HA Bundle w/ 2xESP-20G,2xRP2,SIP10,AESK9 | или еквивалентно
606 | ASR1K4R2-20G-HA/K9 | ASR1004 HA Bundle w/ ESP-20G,RP2,SIP10,AESK9,License | или еквивалентно
607 | ASR1002X-36G-HA-K9 | ASR1002-X, 36G, HA Bundle, K9, AES license | или еквивалентно
608 | ASR1002X-20G-HA-K9 | ASR1002-X, 20G, HA Bundle, K9, AES license | или еквивалентно
609 | ASR1002X-5G-HA-K9 | ASR1002-X, 5G, HA Bundle, K9, AES license | или еквивалентно
610 | ASR1002X-10G-HA-K9 | ASR1002-X, 10G, HA Bundle, K9, AES license | или еквивалентно
|  | Cisco ASR 1000 Series Base Bundles | или еквивалентно
611 | ASR1004-10G/K9 | ASR1004 w/ESP-10G,RP1,SIP10,AESK9 | или еквивалентно
612 | ASR1004-20G/K9 | ASR1004 w/ESP-20G,RP1,SIP10,AESK9 | или еквивалентно
613 | ASR1K4R2-20G/K9 | ASR1004 w/ESP-20G,RP2,SIP10,AESK9 | или еквивалентно
614 | ASR1002X-36G-K9 | ASR1002-X, 36G, K9, AES license | или еквивалентно
615 | ASR1002X-20G-K9 | ASR1002-X, 20G, K9, AES license | или еквивалентно
616 | ASR1002X-5G-K9 | ASR1002-X, 5G, K9, AES license | или еквивалентно
617 | ASR1002X-10G-K9 | ASR1002-X, 10G, K9, AES license | или еквивалентно
618 | ASR1004-40G-NB | ASR1004 Bundle w/ ESP40, RP2, SIP40, 4 1X10GE SPAs, AESK9 | или еквивалентно
619 | ASR1001X-20G-K9 | ASR1001-X, 20G Base Bundle, K9, AES, Built-in 6x1G, 2x10G | или еквивалентно
620 | ASR1001X-10G-K9 | ASR1001-X, 10G Base Bundle, K9, AES, Built-in 6x1G | или еквивалентно
621 | ASR1001X-5G-K9 | ASR1001-X, 5G Base Bundle, K9, AES, Built-in 6x1G | или еквивалентно
622 | ASR1001X-2.5G-K9 | ASR1001-X, 2.5G Base Bundle, K9, AES, Built-in 6x1G | или еквивалентно
623 | ASR1002X-36G-NB | ASR1002-X Bundle with 2x10GE, 6x1GE I/O, 36G, IPBase License | или еквивалентно
|  | Cisco ASR 1000 Chassis | или еквивалентно
624 | ASR1004 | Cisco ASR1004 Chassis, Dual P/S | или еквивалентно
625 | ASR1006 | Cisco ASR1006 Chassis, Dual P/S | или еквивалентно
|  | Cisco ASR 1000 Embedded Services Processor | или еквивалентно
626 | ASR1000-ESP10 | Cisco ASR1000 Embedded Services Processor, 10G | или еквивалентно
627 | ASR1000-ESP20 | Cisco ASR1000 Embedded Services Processor, 20G | или еквивалентно
628 | ASR1000-ESP40 | Cisco ASR1000 Embedded Services Processor, 40G | или еквивалентно
629 | ASR1000-ESP100 | Cisco ASR1000 Embedded Services Processor, 100G | или еквивалентно
630 | ASR1000-ESP200 | Cisco ASR1000 Embedded Services Processor, 200G | или еквивалентно
|  | Cisco ASR 1000 Route Processor | или еквивалентно
631 | ASR1000-RP1 | Cisco ASR1000 Route Processor 1,4GB DRAM | или еквивалентно
632 | ASR1000-RP2 | Cisco ASR1000 Route Processor 2, 8GB DRAM | или еквивалентно
|  | Cisco ASR 1000 SPA Interface Processor | или еквивалентно
633 | ASR1000-SIP10 | Cisco ASR1000 SPA Interface Processor 10 | или еквивалентно
634 | ASR1000-SIP40 | Cisco ASR1000 SPA Interface Processor 40 | или еквивалентно
635 | ASR1000-SIP40-NB1 | ASR1000-SIP40 for Special New Bundle 1 | или еквивалентно
|  | Cisco ASR 1000 RP Memory: RP2 | или еквивалентно
636 | M-ASR1002X-16GB | Cisco ASR1002-X 16GB DRAM | или еквивалентно
|  | Cisco ASR 1000 USB Memory Options | или еквивалентно
637 | MEMUSB-1024FT | 1GB USB Flash Token | или еквивалентно
|  | Cisco ASR 1000 Shared Port Adapters | или еквивалентно
638 | SPA-4X1FE-TX-V2 | Cisco 4-Port Fast Ethernet (TX) Shared Port Adapter | или еквивалентно
639 | SPA-8X1FE-TX-V2 | Cisco 8-Port Fast Ethernet (TX) Shared Port Adapter | или еквивалентно
640 | SPA-2X1GE-V2 | Cisco 2-Port Gigabit Ethernet Shared Port Adapter | или еквивалентно
641 | SPA-5X1GE-V2 | Cisco 5-Port Gigabit Ethernet Shared Port Adapter | или еквивалентно
642 | SPA-8X1GE-V2 | Cisco 8-Port Gigabit Ethernet Shared Port Adapter | или еквивалентно
643 | SPA-10X1GE-V2 | Cisco 10-Port Gigabit Ethernet Shared Port Adapter | или еквивалентно
644 | SPA-1X10GE-L-V2 | Cisco 1-Port 10GE LAN-PHY Shared Port Adapter | или еквивалентно
645 | SPA-4XT-SERIAL | Cisco 4 port serial SPA | или еквивалентно
646 | SPA-2XOC48POS/RPR | 2-port OC48/STM16 POS/RPR Shared Port Adapters | или еквивалентно
647 | SPA-4XOC48POS/RPR | 4-port OC48/STM16 POS/RPR Shared Port Adapters | или еквивалентно
648 | SPA-1XOC3-ATM-V2 | 1 port OC-3c/STM-1 ATM Shared Port Adapter | или еквивалентно
649 | SPA-3XOC3-ATM-V2 | 3 port OC-3c/STM-1 ATM Shared Port Adapter | или еквивалентно
650 | SPA-1XOC48POS/RPR | 1-port OC48/STM16 POS/RPR Shared Port Adapters | или еквивалентно
651 | SPA-2XOC12-POS | 2-port OC12/STM4 POS Shared Port Adapters | или еквивалентно
652 | SPA-4XOC12-POS | 4-port OC-12/STM-4 POS Shared Port Adapters | или еквивалентно
653 | SPA-8XOC12-POS | 8-port OC12/STM4 POS Shared Port Adapters | или еквивалентно
654 | SPA-8XOC3-POS | 8-port OC-3/STM-1 POS Shared Port Adapters | или еквивалентно
655 | SPA-OC192POS-XFP | 1-port OC192/STM64 POS/RPR XFP Optics | или еквивалентно
656 | SPA-1XOC12-ATM-V2 | 1 port OC12 STM Shared Port Adapter | или еквивалентно
657 | SPA-2X1GE-SYNCE | Synchronous Ethernet SPA | или еквивалентно
658 | SPA-DSP | Digital Signal Processor SPA | или еквивалентно
659 | SPA-1XCHOC12/DS0 | 1-port Channelized OC12 to DS0 SPA | или еквивалентно
660 | SPA-1X10GE-WL-V2 | Cisco 1-port 10GE LAN/WAN-PHY Shared Port Adapter | или еквивалентно
661 | SPA-1CHOC3-CE-ATM | 1 Port Channelized OC3/STM-1 ATM and Circuit Emulation SPA | или еквивалентно
662 | SPA-2CHT3-CE-ATM | 2 Port Channelized T3/E3 ATM and Circuit Emulation SPA | или еквивалентно
663 | SPA-24CHT1-CE-ATM | 24 Port Channelized T1/E1/J1 ATM and Circuit Emulation SPA | или еквивалентно
664 | CAB-T3E3_DINDIN-F | T3 or E3 Cable with DIN,DIN, Female,Female connectors,10 F | или еквивалентно
665 | CAB-T3E3-DINBNC-M | T3 or E3 Cable with DIN,BNC male connector,10 Feet | или еквивалентно
666 | CAB-T3E3-DINBNC-F | T3 or E3 Cable, DIN,BNC Female connector,10 Feet | или еквивалентно
667 | SPA-8XT3/E3 | 8-port Clear Channel T3/E3 Shared Port Adapter | или еквивалентно
668 | SPA-8XCHT1/E1-V2 | 8-port Channelized T1/E1 to DS0 Shared Port Adapter | или еквивалентно
669 | SPA-1XOC12-POS-V2 | SPA-2XOC12-POS with a license to use 1 port | или еквивалентно
670 | SPA-4XT3/E3-V2 | 4-port Clear Channel T3/E3 Shared Port Adapter, Version 2 | или еквивалентно
671 | SPA-2XT3/E3-V2 | 2-port Clear Channel T3/E3 Shared Port Adapter, Version 2 | или еквивалентно
672 | SPA-4XCT3/DS0-V2 | 4-port Channelized T3 to DS0 Shared Port Adapter, Version 2 | или еквивалентно
673 | SPA-1CHSTM1/OC3V2 | 1-port Channelized STM-1/OC-3c to DS0 SPA, Version 2 | или еквивалентно
|  | Cisco ASR 1000 Optics | или еквивалентно
674 | SFP-GE-T | 1000BASE-T SFP (NEBS 3 ESD) | или еквивалентно
675 | XFP-10GLR-OC192SR | Multirate XFP module for 10GBASE-LR and OC192 SR-1 | или еквивалентно
676 | XFP-10GZR-OC192LR | 10GBASE-ZR and OC192 LR2 XFP Module | или еквивалентно
677 | SFP-OC3-MM | OC3/STM1 SFP, Multi-mode fiber | или еквивалентно
678 | SFP-OC3-SR | OC3/STM1 SFP, Single-mode fiber, Short Reach | или еквивалентно
679 | SFP-OC3-IR1 | OC3/STM1 SFP, Single-mode fiber, Intermediate Reach | или еквивалентно
680 | SFP-OC3-LR1 | OC3/STM1 SFP, Single-mode fiber, Long Reach (40km) | или еквивалентно
681 | SFP-OC3-LR2 | OC3/STM1 SFP, Single-mode fiber, Long Reach (80km) | или еквивалентно
682 | SFP-OC12-MM | OC-12/ STM-4 SFP, Multi-mode Fiber | или еквивалентно
683 | SFP-OC12-SR | OC12/STM4 SFP, Short Reach | или еквивалентно
684 | SFP-OC12-IR1 | OC-12/ STM-4 SFP, Intermediate Reach (15km) | или еквивалентно
685 | SFP-OC12-LR1 | OC-12/ STM-4 SFP, Long Reach (40km) | или еквивалентно
686 | SFP-OC12-LR2 | OC-12/ STM-4 SFP, Long Reach (80km) | или еквивалентно
687 | SFP-OC48-SR | OC-48c/STM-16c SFP, Short Reach | или еквивалентно
688 | SFP-OC48-IR1 | OC-48c/STM-16c | или еквивалентно
689 | SFP-OC48-LR2 | OC-48c/STM-16c SFP, Long Reach (80km) | или еквивалентно
690 | GLC-BX-U | 1000BASE-BX SFP, 1310NM | или еквивалентно
691 | GLC-BX-D | 1000BASE-BX SFP, 1490NM | или еквивалентно
692 | XFP-10G-MM-SR | 10GBASE-SR XFP Module | или еквивалентно
693 | XFP-10GER-192IR+ | Cisco Multirate 10GBASE-ER and OC-192/STM-64 IR-2 XFP Module | или еквивалентно
694 | GLC-SX-MMD | 1000BASE-SX SFP transceiver module, MMF, 850nm, DOM | или еквивалентно
695 | GLC-LH-SMD | 1000BASE-LX/LH SFP transceiver module, MMF/SMF, 1310nm, DOM | или еквивалентно
696 | XFP10GER-192IR-L | Low Power multirate XFP supporting 10GBASE-ER and OC-192 IR | или еквивалентно
697 | XFP10GLR-192SR-L | Low Power multirate XFP supporting 10GBASE-LR and OC-192 SR | или еквивалентно
|  | Cisco ASR 1000 Software with the Exception of ASR1001 | или еквивалентно
698 | SASR1R1-AESK9-MS | ASR 1000 RP1 ADV ENTERPRISE SERVICES for Managed Service | или еквивалентно
699 | SASR1R1-AISK9-MS | ASR 1000 Series RP1 ADV IP SERVICES for Managed Services | или еквивалентно
700 | SASR1R1-IPBK9-MS | Cisco ASR 1000 Series RP1 IP BASE for Managed Services | или еквивалентно
701 | SASR1R2-AISK9-MS | ASR 1000 RP2 ADV IP SERVICES for Managed Services | или еквивалентно
702 | SASR1R2-IPBK9-MS | Cisco ASR 1000 Series RP2 IP BASE for Managed Services | или еквивалентно
703 | SASR1R2-AESK9-MS | ASR 1000 RP2 ADV ENTERPRISE SERVICES for Managed Service | или еквивалентно
704 | SASR1R2-AES-35S | Cisco ASR 1000 Series RP2 ADVANCED ENTERPRISE W/O CRYPTO | или еквивалентно
705 | SASR1R2-AESK9-35S | Cisco ASR 1000 Series RP2 ADVANCED ENTERPRISE SERVICES | или еквивалентно
706 | SASR1R2-AIS-35S | Cisco ASR 1000 Series RP2 ADVANCED IP SERVICES W/O CRYPTO | или еквивалентно
707 | SASR1R2-AISK9-35S | Cisco ASR 1000 Series RP2 ADVANCED IP SERVICES | или еквивалентно
708 | SASR1R2-IPB-35S | Cisco ASR 1000 Series RP2 IP BASE W/O CRYPTO | или еквивалентно
709 | SASR1R2-IPBK9-35S | Cisco ASR 1000 Series RP2 IP BASE | или еквивалентно
710 | SASR1R1-AESK9-35S | Cisco ASR 1000 Series RP1 ADVANCED ENTERPRISE SERVICES | или еквивалентно
711 | SASR1R1-AIS-35S | Cisco ASR 1000 Series RP1 ADVANCED IP SERVICES W/O CRYPTO | или еквивалентно
712 | SASR1R1-AISK9-35S | Cisco ASR 1000 Series RP1 ADVANCED IP SERVICES | или еквивалентно
713 | SASR1R1-IPB-35S | Cisco ASR 1000 Series RP1 IP BASE W/O CRYPTO | или еквивалентно
714 | SASR1R1-IPBK9-35S | Cisco ASR 1000 Series RP1 IP BASE | или еквивалентно
715 | SASR1R2AIS9NLI310S | Cisco ASR 1000 Series RP2 ADVANCED IP SERVICES W/O LI | или еквивалентно
716 | SASR1R2AES9NLI310S | Cisco ASR 1000 Series RP2 ADV ENT SERVICES W/O LI | или еквивалентно
717 | SASR1R1AIS9NLI310S | Cisco ASR 1000 Series RP1 ADVANCED IP SERVICES W/O LI | или еквивалентно
718 | SASR1R1-IPBK9-310S | Cisco ASR 1000 Series RP1 IP BASE | или еквивалентно
719 | SASR1R1-AISK9-310S | Cisco ASR 1000 Series RP1 ADVANCED IP SERVICES | или еквивалентно
720 | SASR1R1-IPB-310S | Cisco ASR 1000 Series RP1 IP BASE W/O CRYPTO | или еквивалентно
721 | SASR1R2-IPB-310S | Cisco ASR 1000 Series RP2 IP BASE W/O CRYPTO | или еквивалентно
722 | SASR1R2-AIS-310S | Cisco ASR 1000 Series RP2 ADVANCED IP SERVICES W/O CRYPTO | или еквивалентно
723 | SASR1R2-AES-310S | Cisco ASR 1000 Series RP2 ADVANCED ENTERPRISE W/O CRYPTO | или еквивалентно
724 | SASR1R1-AESK9-310S | Cisco ASR 1000 Series RP1 ADVANCED ENTERPRISE SERVICES | или еквивалентно
725 | SASR1R2-AISK9-310S | Cisco ASR 1000 Series RP2 ADVANCED IP SERVICES | или еквивалентно
726 | SASR1R2-IPBK9-310S | Cisco ASR 1000 Series RP2 IP BASE | или еквивалентно
727 | SASR1R2-AESK9-310S | Cisco ASR 1000 Series RP2 ADVANCED ENTERPRISE SERVICES | или еквивалентно
728 | SASR1R1AES9NLI310S | Cisco ASR 1000 Series RP1 ADV ENT SERVICES W/O LI | или еквивалентно
729 | SASR1R1-AIS-310S | Cisco ASR 1000 Series RP1 ADVANCED IP SERVICES W/O CRYPTO | или еквивалентно
730 | SASR1R1-AES-310S | Cisco ASR 1000 Series RP1 ADVANCED ENTERPRISE W/O CRYPTO | или еквивалентно
731 | SASR1R2-AISK9-313S | Cisco ASR 1000 Series RP2 ADVANCED IP SERVICES | или еквивалентно
732 | SASR1R2AES9NLI313S | Cisco ASR 1000 Series RP2 ADV ENT SERVICES W/O LI | или еквивалентно
733 | SASR1R2-IPBK9-313S | Cisco ASR 1000 Series RP2 IP BASE | или еквивалентно
734 | SASR1R2AIS9NLI313S | Cisco ASR 1000 Series RP2 ADVANCED IP SERVICES W/O LI | или еквивалентно
735 | SASR1R2-IPB-313S | Cisco ASR 1000 Series RP2 IP BASE W/O CRYPTO | или еквивалентно
|  | Cisco ASR 1000 Licenses | или еквивалентно
736 | FLASR1-IOSRED-RTU | SW Redundancy Right-To-Use Feat Lic for ASR1000 Series | или еквивалентно
737 | FLASR1-IPSEC-RTU | Encryption Right-To-Use Feature Lic for ASR1000 Series | или еквивалентно
738 | FLASR1-FW-RTU | Firewall Right-To-Use Feature Lic for ASR1000 Series | или еквивалентно
739 | FLASR1-BB-RTU | Broadband Right-To-Use Feature Lic for ASR1000 Series | или еквивалентно
740 | FLASR1-BB-4K | Broadband 4K Sessions Feature Lic for ASR1000 Series | или еквивалентно
741 | FLASR1-BB-16K | Broadband 16K Sessions Feature Lic for ASR1000 Series | или еквивалентно
742 | FLASR1-BB-32K | Broadband 32K Sessions Feature Lic for ASR1000 Series | или еквивалентно
743 | FLASR1-SBC-RTU | DBE Base Right-To-Use Lic for Release 2.3.x and prior | или еквивалентно
744 | FLASR1-SBC-H248 | DBE H248 Right-To-Use Lic for Release 2.3.x and prior | или еквивалентно
745 | FLASR1-BB-48K | Broadband up to 48K Sessions Feature Lic for ASR1000 Series | или еквивалентно
746 | FLASR1-BB-64K | Broadband up to 64K Sessions Feature Lic for ASR1000 Series | или еквивалентно
747 | FLASR1-SBC-4K | DBE 4K Sessions Lic for Release 2.3.x and prior | или еквивалентно
748 | FLASR1-SBC-16K | DBE 16K Sessions Lic for Release 2.3.x and prior | или еквивалентно
749 | FLASR1-FPI-RTU | Flex. Pack Insp. Right-To-Use Feat Lic,ASR1000 Series | или еквивалентно
750 | FLASR1-CUBES-LAB | CUBE(SP) Lab Use Only Lic for ASR 1000 Series | или еквивалентно
751 | FLASR1-CUBEE-100P | Unified Border Element - Enterprise Edition 100 Sessions | или еквивалентно
752 | FLASR1-CUBEE-4KP | Unified Border Element - Enterprise Edition 4000 Sessions | или еквивалентно
753 | FLASR1-CUBEE-16KP | Unified Border Element - Enterprise Edition 16000 Sessions | или еквивалентно
754 | FLASR1-CUBEE-16KR | Unified Border Element Ent, 16000 Sessions, Redundancy | или еквивалентно
755 | FLASR1-CUBEE-4K-R | Unified Border Element Ent, 4000 Sessions, Redundancy | или еквивалентно
756 | FLASR1-CUBEE-100R | Unified Border Element Ent, 100 Sessions, Redundancy | или еквивалентно
757 | FLASR1-LI-RTU | ASR1000 Lawful Intercept RTU | или еквивалентно
758 | FLASR1-FWNAT-RED | Firewall/NAT Stateful Inter-Chassis Redundancy License | или еквивалентно
759 | FLASR1-LI | Lawful Intercept Feature License for ASR1000 Series | или еквивалентно
760 | FLASR1-NAT64-2M | NAT64 RTU Feature License for up to 2M Sessions on ASR1000 | или еквивалентно
761 | FLASR1-FW-GTP-RTU | GTP add-on to Firewall RTU Feature Licence for ASR1000 | или еквивалентно
762 | FLASR1-AVC-RTU | App Visibility and Control | или еквивалентно
763 | FLASR1-CGN-2M | CGN RTU Feature License for up to 2M Sessions on ASR1000 | или еквивалентно
764 | FLSA1-2X-IPS4G | IPSEC License for ASR1002-X 4G crypto BW | или еквивалентно
765 | FLSA1-1X-5-10G | 5G to 10Gbps License for ASR 1001-X | или еквивалентно
766 | FLSA1-1X-2.5-20G | 2.5G to 20Gbps upgrade License for ASR 1001-X, Built-in 2x10 | или еквивалентно
767 | FLSA1-1X-10-20G | 10G to 20Gbps upgrade License for ASR 1001-X, Built-in 2x10G | или еквивалентно
768 | FLSA1-1X-5-20G | 5G to 20Gbps License for ASR 1001-X, Built-in 2x10G | или еквивалентно
769 | SLASR1-IPB-AES | Cisco ASR 1000 IPB to AES Upgrade PAK | или еквивалентно
770 | SLASR1-IPB-AIS | Cisco ASR 1000 IPB to AIS Upgrade PAK | или еквивалентно
771 | FLASR1-CGN-6M | CGN RTU Feature License for up to 6M Sessions on ASR1000 | или еквивалентно
|  | Cisco ASR 1000 Upgrade Licenses | или еквивалентно
772 | FLSA1-2X-5-10G | Upgrade from 5 Gbps to 10Gbps License for ASR 1002-X | или еквивалентно
773 | FLSA1-2X-5-36G | Upgrade from 5 Gbps to 36Gbps License for ASR 1002-X | или еквивалентно
774 | FLSA1-2X-5-20G | Upgrade from 5 Gbps to 20Gbps License for ASR 1002-X | или еквивалентно
775 | FLSA1-1X-2.5-10G | 2.5G to 10Gbps upgrade License for ASR 1001-X | или еквивалентно
776 | FLSA1-1X-2.5-5G | 2.5G to 5Gbps License for ASR 1001-X | или еквивалентно
|  | Cisco ASR 1001-X Series NIM Modules | или еквивалентно
777 | NIM-SSD | NIM Carrier Card for SSD Drives | или еквивалентно
778 | NIM-8CE1T1-PRI | 8 port Multiflex Trunk Voice/Channelized Data T1/E1 Module | или еквивалентно
779 | NIM-2MFT-T1/E1 | 2 port Multiflex Trunk Voice/Clear-channel Data T1/E1 Module | или еквивалентно
780 | NIM-1MFT-T1/E1 | 1 port Multiflex Trunk Voice/Clear-channel Data T1/E1 Module | или еквивалентно
781 | NIM-2CE1T1-PRI | 2 port Multiflex Trunk Voice/Channelized Data T1/E1 Module | или еквивалентно
782 | NIM-1CE1T1-PRI | 1 port Multiflex Trunk Voice/Channelized Data T1/E1 Module | или еквивалентно
783 | NIM-8MFT-T1/E1 | 8 port Multiflex Trunk Voice/Clear-channel Data T1/E1 Module | или еквивалентно
784 | NIM-4MFT-T1/E1 | 4 port Multiflex Trunk Voice/Clear-channel Data T1/E1 Module | или еквивалентно
|  | Cisco ASR 1001 RP Memory | или еквивалентно
785 | M-ASR1002X-8GB | Cisco ASR1002-X 8GB DRAM | или еквивалентно
786 | M-ASR1001X-16GB | Cisco ASR1001-X 16GB DRAM | или еквивалентно
|  | ASR1001 Technology Package Licenses: Enforced with PAK | или еквивалентно
787 | SLASR1-IPB | Cisco ASR 1000 IP BASE License | или еквивалентно
788 | SLASR1-AIS | Cisco ASR 1000 Advanced IP Services License | или еквивалентно
789 | SLASR1-AES | Cisco ASR 1000 Advanced Enterprise Services License | или еквивалентно
|  | ASR1001 Feature Licenses: Not Enforced | или еквивалентно
790 | FLSASR1-IOSRED | SW Redundancy License for ASR1000 Series | или еквивалентно
791 | FLSASR1-IPSEC | IPSEC License for ASR1000 Series | или еквивалентно
792 | FLSASR1-FW | FW License for ASR1000 Series | или еквивалентно
793 | FLSASR1-FPI | Flex. Pack. Insp License for ASR1000 Series | или еквивалентно
794 | FLSASR1-FWNAT-R | Firewall/NAT Stateful Inter-Chassis Redundancy License | или еквивалентно
795 | FLSASR1-LI | Lawful Intercept License for ASR1000 Series | или еквивалентно
796 | FLSASR1-BB | Broadband RTU and 500 Sessions License for ASR1000 Series | или еквивалентно
797 | FLSASR1-BB-4K | Broadband 4K Sessions for ASR1000 Series | или еквивалентно
798 | CSP-TPEX-RED | CUBE(SP) TP Session License for ASR1000 Series, redundant | или еквивалентно
799 | FLASR1-CE-500R | Unified Border Element Ent, 500 Sessions, Redundancy | или еквивалентно
800 | FLASR1-CE-1KR | Unified Border Element Ent, 1000 Sessions, Redundancy | или еквивалентно
801 | FLASR1-CE-4KR | Unified Border Element Ent, 4000 Sessions, Redundancy | или еквивалентно
802 | FLASR1-CE-16KR | Unified Border Element Ent, 16000 Sessions, Redundancy | или еквивалентно
803 | FLSASR1-NAT64-2M | NAT64 RTU Feature License for up to 2M Sessions on ASR1000 | или еквивалентно
804 | FLSASR1-FW-GTP | GTP add-on to Firewall RTU Feature Licence for ASR1000 | или еквивалентно
805 | FLSASR1-AVC | Appl. Visibility and Control License for ASR1000 Series | или еквивалентно
806 | FLSA1-BIN-1X10GE | ASR1001-X Built-In 10GE 1-port License | или еквивалентно
|  | Cisco ASR1000 HDD Options | или еквивалентно
807 | MASR1002X-HD-160G | Cisco ASR1002-X 160GB HDD | или еквивалентно
|  | Cisco ASR 1000 Ethernet Line Card | или еквивалентно
808 | ASR1000-6TGE | ASR1000 6 port 10 GE Line Card | или еквивалентно
809 | ASR1000-2T+20X1GE | ASR1000 2-port 10GE, 20-port GE Line Card | или еквивалентно
|  | Cisco ASR 1000 AX Application Experience Bundles & Upgrades | или еквивалентно
810 | ASR1002X-AIS-AX | ASR1002X AX, AVC, AIS, vWAAS Bundle | или еквивалентно
811 | ASR1002X-AES-AX | ASR1002X AX, AVC, AES, vWAAS Bundle | или еквивалентно
812 | ASR1001X-AIS-AX | ASR1001X AX, AVC, AIS, vWAAS Bundle | или еквивалентно
813 | ASR1001X-AES-AX | ASR1001X AX, AVC, AES, vWAAS Bundle | или еквивалентно
|  | Cisco ASR 1000 Cisco ONE Hardware | или еквивалентно
814 | C1-ASR1013/K9 | Cisco1 ASR1013 Chassis, IPBase, APIC EM, APIs | или еквивалентно
815 | C1-ASR1006/K9 | Cisco1 ASR1006 Chassis, IPBase, APIC EM, APIs | или еквивалентно
816 | C1-ASR1004/K9 | Cisco1 ASR1004 Chassis, IPBase, APIC EM, APIs | или еквивалентно
|  | Cisco ASR 1000 Cisco ONE Software | или еквивалентно
817 | C1AUPASR1100RK9 | Cisco1 WAN Col Perpetual AES CUBE Ent 100 Ssn Redund Upgrade | или еквивалентно
818 | C1AUPASR1500SK9 | Cisco1 WAN Collab Perpetual AES CUBE Ent 500 Session Upgrade | или еквивалентно
819 | C1AUPASR1500RK9 | Cisco1 WAN Col Perpetual AES CUBE Ent 500 Ssn Redund Upgrade | или еквивалентно
820 | C1AUPASR11KSK9 | Cisco1 WAN Collab Perpetual AES CUBE Ent 1k Session Upgrade | или еквивалентно
821 | C1AUPASR11KRK9 | Cisco1 WAN Coll Perpetual AES CUBE Ent 1k Ssn Redund Upgrade | или еквивалентно
822 | C1AUPASR14KSK9 | Cisco1 WAN Collab Perpetual AES CUBE Ent 4k Session Upgrade | или еквивалентно
823 | C1AUPASR14KRK9 | Cisco1 WAN Coll Perpetual AES CUBE Ent 4k Ssn Redund Upgrade | или еквивалентно
824 | C1AUPASR116KSK9 | Cisco1 WAN Collab Perpetual AES CUBE Ent 16k Session Upgrade | или еквивалентно
825 | C1AUPASR116KRK9 | Cisco1 WAN Collab Perpetual AES CUBE Ent 16k Ssn Redund | или еквивалентно
826 | C1F1PASR1K9 | Cisco1 FND Perpetual Suite AES IPSec FW AVC Prime | или еквивалентно
827 | C1AUPASR1K9 | Cisco1 WAN Collab Perpetual AES CUBE Ent 100 Session | или еквивалентно
|  | Cisco 2900 Series Services Ready Engine Bundles | или еквивалентно
828 | C2951-VSEC-SRE/K9 | Cisco 2951 SRE Bundle, SRE 700, PVDM3-32, UC, SEC Lic. PAK | или еквивалентно
829 | C2921-VSEC-SRE/K9 | Cisco 2921, SRE 700, PVDM3-32, UC and SEC License PAK bundle | или еквивалентно
830 | C2911-VSEC-SRE/K9 | Cisco 2911 SRE Bundle, SRE 300, PVDM3-16, UC, SEC Lic. PAK | или еквивалентно
831 | C2901-VSEC-SRE/K9 | Cisco 2901, SRE 300, PVDM3-16, UC and SEC License PAK bundle | или еквивалентно
|  | Cisco 2900 Series Secure Voice & Unified Border Element | или еквивалентно
832 | C2901-VSEC-CUBE/K9 | C2901 VSEC CUBE Bundle, PVDM3-16, UC SEC Lic, FL-CUBEE-25 | или еквивалентно
834 | C2911-VSEC-CUBE/K9 | C2911 UC SEC CUBE Bundle, PVDM3-16, UC SEC Lic, FL-CUBEE-25 | или еквивалентно
835 | C2921-VSEC-CUBE/K9 | C2921 UC SEC CUBE Bundle, PVDM3-32, UC SEC Lic, FL-CUBEE-25 | или еквивалентно
836 | C2951-VSEC-CUBE/K9 | C2951 UC SEC CUBE Bundle, PVDM3-32, UC SEC Lic, FL-CUBEE-25 | или еквивалентно
|  | Cisco 2900 Series Secure Voice Bundles | или еквивалентно
837 | C2951-VSEC/K9 | Cisco 2951 Voice Sec. Bundle, PVDM3-32, UC&SEC Lic,FL-CUBE10 | или еквивалентно
838 | C2921-VSEC/K9 | Cisco 2921 Voice Sec. Bundle, PVDM3-32, UC&SEC Lic,FL-CUBE10 | или еквивалентно
839 | C2911-VSEC/K9 | Cisco 2911 Voice Sec. Bundle, PVDM3-16, UC&SEC Lic,FL-CUBE10 | или еквивалентно
840 | C2901-VSEC/K9 | Cisco 2901 UC Sec.Bundle, PVDM3-16, UC&SEC License,FL-CUBE10 | или еквивалентно
|  | Cisco 2900 Series WAAS Bundles | или еквивалентно
841 | C2951-WAAS-SEC/K9 | Cisco 2951,SRE 900,WAAS Enterprise Large and SEC PAK bundle | или еквивалентно
842 | C2921-WAAS-SEC/K9 | Cisco 2921,SRE 700,WAAS Enterprise Medium and SEC PAK bundle | или еквивалентно
843 | C2911-WAAS-SEC/K9 | Cisco 2911,SRE 700,WAAS Enterprise Small and SEC PAK bundle | или еквивалентно
844 | C2951-WAASX-SEC/K9 | Router Bundle - C2951, WAASX F-License, Sec License, Max Mem | или еквивалентно
845 | C2921-WAASX-SEC/K9 | Router Bundle - C2921, WAASX F-License, Sec License, Max Mem | или еквивалентно
846 | C2911-WAASX-SEC/K9 | Router Bundle-C2911,WAASX-Sec License,Max Mem, Perf Agent | или еквивалентно
847 | C2951-WAASX/K9 | Router Bundle - C2951, WAASX Feature License, Max Mem | или еквивалентно
848 | C2921-WAASX/K9 | Router Bundle-C2921,WAASX Feature License,Max Mem,Perf Agent | или еквивалентно
849 | C2911-WAASX/K9 | Router Bundle - C2911, WAASX License, Max Mem, Perf Agent | или еквивалентно
|  | Cisco 2900 Series UCS Express Bundles | или еквивалентно
850 | C2951-WAAS-UCSE/K9 | Cisco 2951,SRE 900 and 700,WAAS Ent M,SRE-V,4GB RAM,768MB CF | или еквивалентно
|  | Cisco 2900 Series Voice Bundles | или еквивалентно
851 | C2951-CME-SRST/K9 | 2951 Voice Bundle w/PVDM3-32,FL-CME-SRST-25,UC Lic,FL-CUBE10 | или еквивалентно
852 | C2921-CME-SRST/K9 | 2921 Voice Bundle w/PVDM3-32,FL-CME-SRST-25,UC Lic,FL-CUBE10 | или еквивалентно
853 | C2911-CME-SRST/K9 | 2911 Voice Bundle w/PVDM3-16,FL-CME-SRST-25,UC Lic,FL-CUBE10 | или еквивалентно
854 | C2901-CME-SRST/K9 | 2901 Voice Bundle w/PVDM3-16,FL-CME-SRST-25,UC Lic,FL-CUBE10 | или еквивалентно
855 | CISCO2951-V/K9 | Cisco 2951 Voice Bundle, PVDM3-32, UC License PAK, FL-CUBE10 | или еквивалентно
856 | CISCO2921-V/K9 | Cisco 2921 Voice Bundle, PVDM3-32, UC License PAK, FL-CUBE10 | или еквивалентно
857 | CISCO2911-V/K9 | Cisco 2911 Voice Bundle, PVDM3-16, UC License PAK, FL-CUBE10 | или еквивалентно
858 | CISCO2901-V/K9 | Cisco 2901 Voice Bundle, PVDM3-16, UC License PAK, FL-CUBE10 | или еквивалентно
|  | Cisco 2900 Series Security Bundles | или еквивалентно
859 | CISCO2951-SEC/K9 | Cisco 2951 Security Bundle w/SEC license PAK | или еквивалентно
860 | CISCO2921-SEC/K9 | Cisco 2921 Security Bundle w/SEC license PAK | или еквивалентно
861 | CISCO2911-SEC/K9 | Cisco 2911 Security Bundle w/SEC license PAK | или еквивалентно
862 | CISCO2901-SEC/K9 | Cisco 2901 Security Bundle w/SEC license PAK | или еквивалентно
863 | CISCO2901-HSEC+/K9 | VPN ISM module HSEC bundles for 2901 ISR platform | или еквивалентно
864 | CISCO2911-HSEC+/K9 | VPN ISM module HSEC bundles for 2911 ISR platform | или еквивалентно
865 | CISCO2921-HSEC+/K9 | VPN ISM module HSEC bundles for 2921 ISR platform | или еквивалентно
866 | CISCO2951-HSEC+/K9 | VPN ISM module HSEC bundles for 2951 ISR platform | или еквивалентно
|  | Cisco 2900 Series Integrated Services Router | или еквивалентно
867 | CISCO2951/K9 | Cisco 2951 w/3 GE,4 EHWIC,3 DSP,2 SM,256MB CF,512MB DRAM,IPB | или еквивалентно
868 | CISCO2921/K9 | Cisco 2921 w/3 GE,4 EHWIC,3 DSP,1 SM,256MB CF,512MB DRAM,IPB | или еквивалентно
869 | CISCO2911/K9 | Cisco 2911 w/3 GE,4 EHWIC,2 DSP,1 SM,256MB CF,512MB DRAM,IPB | или еквивалентно
870 | CISCO2901/K9 | Cisco 2901 w/2 GE,4 EHWIC,2 DSP,256MB CF,512MB DRAM,IP Base | или еквивалентно
871 | CISCO2901-16TS/K9 | 2901 w/ HWIC-16A and 2 CAB-HD8-ASYNC Terminal Server Bundle | или еквивалентно
872 | C2911-AX/K9 | Cisco 2911 AX Bundle w/ App,SEC Lic | или еквивалентно
873 | C2921-AX/K9 | Cisco 2921 AX Bundle w/ APP,SEC lic | или еквивалентно
874 | C2951-AX/K9 | Cisco 2951 AX Bundle w/ APP,SEC lic | или еквивалентно
875 | C2901-AX/K9 | Cisco 2901 AX Bundle w/ APP,SEC lic | или еквивалентно
|  | Cisco 2951 Series DRAM Memory Options | или еквивалентно
876 | MEM-2951-512U2.5GB | 512MB to 2.5GB DRAM Upgrade (2GB+512MB) for Cisco 2951 ISR | или еквивалентно
877 | MEM-2951-512U2GB | 512MB to 2GB DRAM Upgrade (1 2GB DIMM) for Cisco 2951 ISR | или еквивалентно
878 | MEM-2951-512U1.5GB | 512MB to 1.5GB DRAM Upgrade (1GB+512MB) for Cisco 2951 ISR | или еквивалентно
879 | MEM-2951-512U1GB | 512MB to 1GB DRAM Upgrade (1 1GB DIMM) for Cisco 2951 ISR | или еквивалентно
880 | MEM-2951-512U4GB | 512MB to 4GB DRAM Upgrade (2 2GB DIMM) for Cisco 2951 ISR | или еквивалентно
|  | Cisco 2921, 2911, 2901 Series DRAM Memory Options | или еквивалентно
881 | MEM-2900-512U1.5GB | 512MB to 1.5GB DRAM Upgrade (1GB+512MB) for Cisco 2901-2921 | или еквивалентно
882 | MEM-2900-512U1GB | 512MB to 1GB DRAM Upgrade (512MB+512MB) for Cisco 2901-2921 | или еквивалентно
883 | MEM-2900-512U2.5GB | 512MB to 2.5GB DRAM Upgrade (2GB+512MB) for Cisco 2901-2921 | или еквивалентно
|  | Cisco 2900 Series Flash Memory Options | или еквивалентно
884 | MEM-CF-256U4GB | 256MB to 4GB Compact Flash Upgrade for Cisco 1900,2900,3900 | или еквивалентно
885 | MEM-CF-256U2GB | 256MB to 2GB Compact Flash Upgrade for Cisco 1900,2900,3900 | или еквивалентно
886 | MEM-CF-256U1GB | 256MB to 1GB Compact Flash Upgrade for Cisco 1900,2900,3900 | или еквивалентно
887 | MEM-CF-256U512MB | 256MB to 512MB CF Upgrade for Cisco 1900,2900,3900 ISR | или еквивалентно
|  | Cisco 2900 Series USB Memory Options | или еквивалентно
888 | MEMUSB-1024FT | 1GB USB Flash Token | или еквивалентно
|  | Cisco 2900 Series Services Ready Engine Modules | или еквивалентно
889 | ISM-SRE-300-K9 | Internal Services Module (ISM) with Services Ready Engine | или еквивалентно
890 | SM-MEM-VLP-4GB | 4GB very low profile SDRAM upgrade for SRE (for total 8GB) | или еквивалентно
891 | SM-SRE-710-K9 | SRE 710 (4GB MEM,500GB 7K HDD,1C CPU) for router bundle | или еквивалентно
892 | SM-SRE-910-K9 | SRE 910 (4-8GB MEM,2x500GB 7k HDD,2C CPU) for router bundle | или еквивалентно
893 | SM-SRE-910-APP-K9 | Services Ready Engine (SRE) 910 SM for APP bundles | или еквивалентно
894 | SM-SRE-710-APP-K9 | Services Ready Engine (SRE) 710 SM for APP bundles | или еквивалентно
|  | Cisco 2900 Series - SM, NM, EVM | или еквивалентно
895 | SM-D-ES3G-48-P | Enhcd EtherSwitch, L2/L3, SM, 48 GE, 2 SFP, POE | или еквивалентно
896 | SM-D-ES3-48-P | Enhcd EtherSwitch, L2/L3, SM, 48 FE, 2 SFP, POE | или еквивалентно
897 | SM-D-ES2-48 | Enhanced EtherSwitch, L2, SM, 48 FE, 2 SFP | или еквивалентно
898 | SM-ES3G-24-P | Enhcd EtherSwitch, L2/L3, SM, 24 GE, POE | или еквивалентно
899 | SM-ES3-24-P | Enhcd EtherSwitch, L2/L3, SM, 23 FE, 1 GE, POE | или еквивалентно
900 | SM-ES2-24-P | Enhanced EtherSwitch, L2, SM, 23 FE, 1 GE, POE | или еквивалентно
901 | SM-ES2-24 | Enhanced EtherSwitch, L2, SM, 23 FE, 1 GE | или еквивалентно
902 | SM-ES3G-16-P | Enhcd EtherSwitch, L2/L3, SM, 16GE, POE | или еквивалентно
903 | SM-ES3-16-P | Enhcd EtherSwitch, L2/L3, SM, 15 FE, 1 GE, POE | или еквивалентно
904 | SM-ES2-16-P | Enhanced EtherSwitch, L2, SM, 15 FE, 1 GE, POE | или еквивалентно
905 | NME-CUE | ^Cisco Unity Express Network Module Enhanced (8 Ports Incl.) | или еквивалентно
906 | EVM-HD-8FXS/DID | High density voice/fax extension module - 8 FXS/DID | или еквивалентно
907 | EM3-HDA-8FXS/DID | 8-port voice/fax expansion module - FXS and DID | или еквивалентно
908 | EM-HDA-3FXS/4FXO | 7-port voice/fax expansion module - 3FXS/4FXO | или еквивалентно
909 | EM-HDA-6FXO | 6-port voice/fax expansion module - FXO | или еквивалентно
910 | EM-4BRI-NT/TE | 4-port voice/fax expansion module - BRI (NT and TE) | или еквивалентно
911 | NM-HD-2V | Two-slot IP Communications Voice/Fax Network Module | или еквивалентно
912 | NM-HD-2VE | Two-slot IP Communications Enhanced Voice/Fax Network Module | или еквивалентно
913 | NM-HDV2-2T1/E1 | IP Communications High-Density Digital Voice NM with 2 T1/E1 | или еквивалентно
914 | NM-HDV2-1T1/E1 | IP Communications High-Density Digital Voice NM with 1 T1/E1 | или еквивалентно
915 | SM-NM-ADPTR | Network Module Adapter for SM Slot on Cisco 2900, 3900 ISR | или еквивалентно
916 | SM-X-1T3/E3 | One port T3/E3 Service Module | или еквивалентно
917 | SM-X-ES3-16-P | SM-X EtherSwitch, L2/L3, SM, 16 GE, POE+ | или еквивалентно
918 | SM-X-ES3-24-P | SM-X EtherSwitch, L2/L3, SM, 24 GE, POE+ | или еквивалентно
919 | SM-X-ES3D-48-P | SM-X EtherSwitch, L2/L3, SM, 48 GE, 2 SFP, POE+ | или еквивалентно
|  | Cisco 2900 Series Interfaces EHWIC, HWIC, WIC, VIC, VWIC | или еквивалентно
920 | EHWIC-3G-HSPA-U | 3G EHWIC HSPA Universal with GPS | или еквивалентно
921 | EHWIC-3G-EVDO-S | 3G EHWIC EDVO for Sprint with GPS | или еквивалентно
922 | HWIC-3G-CDMA-S | ^3G HWIC Sprint EVDO Rev A/0/1xRTT 800/1900MHz, IOS 15.0(1)M1 | или еквивалентно
923 | HWIC-3G-CDMA-V | ^3G HWIC Verizon EVDO Rev A/0/1xRTT 800/1900MHz, IOS 15.0(1)M | или еквивалентно
924 | EHWIC-1GE-SFP-CU | EHWIC 1 port dual mode SFP(100M/1G) or GE(10M/100M/1G) | или еквивалентно
925 | HWIC-1GE-SFP | ^GigE High Speed WIC With One SFP Slot | или еквивалентно
926 | HWIC-2FE | Two 10/100 routed port HWIC | или еквивалентно
927 | HWIC-1FE | ^1-port 10/100 Routed Port HWIC | или еквивалентно
928 | HWIC-4T1/E1 | 4 port clear channel T1/E1 HWIC | или еквивалентно
929 | HWIC-4T | 4-Port Serial HWIC | или еквивалентно
930 | HWIC-2T | 2-Port Serial WAN Interface Card | или еквивалентно
931 | HWIC-1T | 1-Port Serial WAN Interface Card | или еквивалентно
932 | HWIC-1DSU-T1 | 1-Port T1/Fractional T1 DSU/CSU WAN Interface Card | или еквивалентно
933 | HWIC-4A/S | 4-Port Async/Sync Serial HWIC | или еквивалентно
934 | HWIC-2A/S | 2-Port Async/Sync Serial WAN Interface Card | или еквивалентно
935 | HWIC-16A | 16-Port Async HWIC | или еквивалентно
936 | HWIC-8A | 8-Port Async HWIC | или еквивалентно
937 | HWIC-8A/S-232 | 8-Port Async/Sync Serial HWIC, EIA-232 | или еквивалентно
938 | HWIC-2CE1T1-PRI | 2 port channelized T1/E1, and PRI HWIC (data only) | или еквивалентно
939 | HWIC-1CE1T1-PRI | 1 port channelized T1/E1 and PRI HWIC (data only) | или еквивалентно
940 | WIC-2AM-V2 | Two-port Analog Modem Interface Card | или еквивалентно
941 | WIC-1AM-V2 | one-port Analog Modem Interface card | или еквивалентно
942 | WIC-1B-S/T-V3 | 1-Port ISDN WAN Interface Card (dial and leased line) | или еквивалентно
943 | HWIC-4B-S/T | 4-port ISDN BRI High-Speed WAN Interface Card | или еквивалентно
944 | HWIC-1B-U | 1-Port ISDN BRI U High-Speed WAN Interface Card | или еквивалентно
945 | HWIC-1ADSL | 1-port ADSLoPOTS HWIC | или еквивалентно
946 | HWIC-ADSL-B/ST | ^2-port HWIC w/ 1-port ADSLoPOTS and 1-port ISDN BRI-S/T | или еквивалентно
947 | HWIC-1ADSL-M | ^1-port ADSL HWIC w/Annex M | или еквивалентно
948 | HWIC-4SHDSL-E | 4-pair EFM Based HWIC | или еквивалентно
949 | HWIC-2SHDSL | 2-pair G.SHDSL HWIC | или еквивалентно
950 | VIC2-2BRI-NT/TE | Two-port Voice Interface Card - BRI (NT and TE) | или еквивалентно
951 | VWIC2-2MFT-T1/E1 | 2-Port 2nd Gen Multiflex Trunk Voice/WAN Int. Card - T1/E1 | или еквивалентно
952 | VWIC3-1MFT-T1/E1 | 1-Port 3rd Gen Multiflex Trunk Voice/WAN Int. Card - T1/E1 | или еквивалентно
953 | VWIC3-2MFT-T1/E1 | 2-Port 3rd Gen Multiflex Trunk Voice/WAN Int. Card - T1/E1 | или еквивалентно
954 | VWIC3-4MFT-T1/E1 | 4-Port 3rd Gen Multiflex Trunk Voice/WAN Int. Card - T1/E1 | или еквивалентно
955 | VWIC3-1MFT-G703 | 1-Port 3rd Gen Multiflex Trunk Voice/WAN Int. Card - G.703 | или еквивалентно
956 | VWIC3-2MFT-G703 | 2-Port 3rd Gen Multiflex Trunk Voice/WAN Int. Card - G.703 | или еквивалентно
957 | VIC3-4FXS/DID | Four-Port Voice Interface Card - FXS and DID | или еквивалентно
958 | VIC3-2FXS/DID | Two-Port Voice Interface Card- FXS and DID | или еквивалентно
959 | VIC3-2FXS-E/DID | Two-Port Voice Interface Card - FXS and DID (OPX Lite FXS) | или еквивалентно
960 | VIC3-2E/M | Two-port Voice Interface Card - E and M | или еквивалентно
961 | VIC2-4FXO | Four-port Voice Interface Card - FXO (Universal) | или еквивалентно
962 | VIC2-2FXO | Two-port Voice Interface Card - FXO (Universal) | или еквивалентно
963 | EHWIC-D-8ESG-P | Eight port 10/100/1000 Ethernet switch interface card w/ PoE | или еквивалентно
964 | EHWIC-D-8ESG | Eight port 10/100/1000 Ethernet switch interface card | или еквивалентно
965 | EHWIC-4ESG-P | Four port 10/100/1000 Ethernet switch interface card w/PoE | или еквивалентно
966 | EHWIC-4ESG | Four port 10/100/1000 Ethernet switch interface card | или еквивалентно
967 | HWIC-D-9ESW-POE | ^9-Port Ethernet Switch HWIC with Power Over Ethernet | или еквивалентно
968 | EHWIC-VA-DSL-M | Multi Mode VDSL2/ADSL/2/2+ EHWIC Annex M | или еквивалентно
969 | EHWIC-VA-DSL-B | Multi Mode VDSL2/ADSL/2/2+ EHWIC Annex B | или еквивалентно
970 | EHWIC-VA-DSL-A | Multi Mode VDSL2/ADSL/2/2+ EHWIC Annex A | или еквивалентно
971 | HWIC-D-9ESW | ^Nine port 10/100 Ethernet switch interface card | или еквивалентно
972 | HWIC-3G-CDMA-T | ^3G (for India only) HWIC BSNL EVDO Rev A/0/1xRTT 800/1900MHz | или еквивалентно
973 | EHWIC-3G-EVDO-V | 3G EHWIC Verizon EV-DO Rev A/0/1xRTT 800/1900MHz w/ SMS/GPS | или еквивалентно
974 | EHWIC-3G-EVDO-B | 3G EHWIC Bharat EV-DO Rev A/0/1xRTT 800/1900MHz with SMS/GPS | или еквивалентно
975 | EHWIC-3G-HSPA+7-A | ATT HSPA+ R7 EHWIC with GPS based on MC8705 | или еквивалентно
976 | EHWIC-3G-HSPA+7 | (non-US) 3.7G HSPA+ Release 7 EHWIC w/ SMS/GPS (MC8705) | или еквивалентно
977 | EHWIC-4G-LTE-V | 4G LTE EHWIC for Verizon, 700 MHz Band 13 / CDMA Rev A | или еквивалентно
978 | EHWIC-4G-LTE-G | 4G LTE EHWIC for Global, 800/900/1800/2100/2600 MHz | или еквивалентно
979 | EHWIC-4G-LTE-A | 4G LTE EHWIC for ATT, 700 MHz Band 17 / HSPA+ | или еквивалентно
980 | GPS-ACT-ANTM-SMA | 4G LTE indoor active GPS antenna with 17ft cable | или еквивалентно
981 | EHWIC-4G-LTE-AU | 4G LTE EHWIC for Australia, 800/900/1800/2100/2600 MHz | или еквивалентно
982 | EHWIC-4G-LTE-GB | 4G LTE EHWIC for Global, 800/900/1800/2100/2600 MHz | или еквивалентно
|  | Cisco 2900 Series Packet Voice/Fax DSP Modules | или еквивалентно
983 | PVDM3-256 | 256-channel high-density voice and video DSP module | или еквивалентно
984 | PVDM3-192 | 192-channel high-density voice and video DSP module | или еквивалентно
985 | PVDM3-128 | 128-channel high-density voice and video DSP module | или еквивалентно
986 | PVDM3-64 | 64-channel high-density voice and video DSP module | или еквивалентно
987 | PVDM3-32 | 32-channel high-density voice and video DSP module | или еквивалентно
988 | PVDM3-16 | 16-channel high-density voice and video DSP module | или еквивалентно
989 | PVDM2-ADPTR | PVDM2 Adapter for PVDM Slot on Cisco 2900, 3900 Series ISR | или еквивалентно
990 | PVDM2-64 | ^64-Channel Packet Voice/Fax DSP Module | или еквивалентно
991 | PVDM2-48 | 48-Channel Packet Voice/Fax DSP Module | или еквивалентно
992 | PVDM2-16 | 16-Channel Packet Voice/Fax DSP Module | или еквивалентно
993 | PVDM3-64U256 | PVDM3 64-channel to 256-channel factory upgrade | или еквивалентно
994 | PVDM3-64U192 | PVDM3 64-channel to 192-channel factory upgrade | или еквивалентно
995 | PVDM3-64U128 | PVDM3 64-channel to 128-channel factory upgrade | или еквивалентно
996 | PVDM3-32U256 | PVDM3 32-channel to 256-channel factory upgrade | или еквивалентно
997 | PVDM3-32U192 | PVDM3 32-channel to 192-channel factory upgrade | или еквивалентно
998 | PVDM3-32U128 | PVDM3 32-channel to 128-channel factory upgrade | или еквивалентно
999 | PVDM3-32U64 | PVDM3 32-channel to 64-channel factory upgrade | или еквивалентно
1000 | PVDM3-16U256 | PVDM3 16-channel to 256-channel factory upgrade | или еквивалентно
1001 | PVDM3-16U192 | PVDM3 16-channel to 192-channel factory upgrade | или еквивалентно
1002 | PVDM3-16U128 | PVDM3 16-channel to 128-channel factory upgrade | или еквивалентно
1003 | PVDM3-16U64 | PVDM3 16-channel to 64-channel factory upgrade | или еквивалентно
1004 | PVDM3-16U32 | PVDM3 16-channel to 32-channel factory upgrade | или еквивалентно
|  | Cisco 2900 Series Services Ready Engine Module Applications | или еквивалентно
1005 | FL-SRE-V-HOST | Permanent paper license for VMware ESXi on UCSE MAX 32GB RAM | или еквивалентно
1006 | FL-CUE-MBX-5 | Unity Express License - 5 Mailbox - CUCM and CUCME | или еквивалентно
1007 | FL-CUE-PORT-2 | Unity Express License - 2 Port | или еквивалентно
1008 | FL-CUE-IVR-2 | Unity Express License - 2 IVR Session | или еквивалентно
1009 | FL-E-SRST-25 | UMG license for 25 E-SRST Nodes / Sites | или еквивалентно
1010 | FL-CUSP-2 | CUSP Feature License for 2 SIP requests/second | или еквивалентно
1011 | FL-CUSP-10 | CUSP Feature License for 10 SIP requests/second | или еквивалентно
1012 | FL-CUSP-30 | CUSP Feature License for 30 SIP requests/second | или еквивалентно
1013 | FL-CUSP-100 | CUSP Feature License for 100 SIP requests/second | или еквивалентно
1014 | FL-CUSP-200 | CUSP Feature License for 200 SIP requests/second | или еквивалентно
1015 | WAAS-TRN-SM-S | WAAS Transport License for SRE SM. Small deployment. | или еквивалентно
1016 | WAAS-TRN-SM-M | WAAS Transport License for SRE SM. Medium deployment. | или еквивалентно
1017 | WAAS-ENT-SM-S | WAAS Enterprise License for SRE SM. Small deployment. | или еквивалентно
1018 | WAAS-ENT-SM-M | WAAS Enterprise License for SRE SM. Medium deployment | или еквивалентно
1019 | WAAS-ENT-SM-L | WAAS Enterprise License for SRE SM. Large deployment. | или еквивалентно
1020 | WAAS-VIDEO-WM-SM | WAAS Video License for Windows. SRE SM. | или еквивалентно
1021 | SM-NAM-SW-5.1-K9 | Cisco Prime NAM Software 5.1 for ISR G2 SRE SM | или еквивалентно
1022 | FL-SRE-V-HOSTVC | Paper license for SRE VMware ESXi with vCenter agent | или еквивалентно
1023 | MSWS-08R2ST-X86-K9 | Windows Server 2008 R2 Standard 64-bit for SRE SM | или еквивалентно
1024 | WAAS-ENT-APP-SM-L | WAAS Enterprise License for SM SRE APP Large deployment. | или еквивалентно
1025 | WAAS-ENT-APP-SM-M | WAAS Enterprise License for SRE SM APP Medium deployment. | или еквивалентно
1026 | WAAS-ENT-APP-SM-S | WAAS Enterprise License for SRE SM APP Small deployment. | или еквивалентно
1027 | LIC-200-VWAAS | License for 200 optimized connections | или еквивалентно
1028 | LIC-200-VWAAS-APP | License for 200 optimized connections for VWAAS-APP | или еквивалентно
1029 | SM-NAM-SW-6.0-K9 | Cisco Prime NAM Software 6.0 for ISR G2 SRE SM | или еквивалентно
1030 | SM-NAM-SW-6.1-K9 | Cisco Prime NAM Software Version 6.1 for ISR G2 SRE SM | или еквивалентно
|  | Cisco 2900 Series Power Supply Options | или еквивалентно
1031 | PWR-2921-51-POE | Cisco 2921/2951 AC Power Supply with Power Over Ethernet | или еквивалентно
1032 | PWR-2911-POE | Cisco 2911 AC Power Supply with Power Over Ethernet | или еквивалентно
1033 | PWR-2901-POE | Cisco 2901 AC Power Supply with Power Over Ethernet | или еквивалентно
1034 | RPS-ADPTR-2921-51 | Cisco 2921/2951 RPS Adapter for use with External RPS | или еквивалентно
1035 | RPS-ADPTR-2911 | Cisco 2911 RPS Adapter for use with External RPS | или еквивалентно
|  | RPS2300 for the Cisco 2900 Series | или еквивалентно
1036 | PWR-RPS2300 | Cisco Redundant Power System 2300 and Blower,No Power Supply | или еквивалентно
|  | Cisco 2900 Series Options & Spares | или еквивалентно
1037 | SM-NM-ADPTR | Network Module Adapter for SM Slot on Cisco 2900, 3900 ISR | или еквивалентно
1038 | PVDM2-ADPTR | PVDM2 Adapter for PVDM Slot on Cisco 2900, 3900 Series ISR | или еквивалентно
1039 | ISR-CCP-CD | Cisco Config Professional on CD, CCP-Express on Router Flash | или еквивалентно
1040 | ISR-CCP-CD-NOCONF | Cisco Config Pro on CD, CCP-Express on CF w/o default config | или еквивалентно
1041 | 4G-ANTM-OM-CM | Multi-Band Indoor Omni-Directional Antenna - Ceiling Mount | или еквивалентно
1042 | 4G-AE010-R | Single Unit antenna Extension Base (10 foot cable included) | или еквивалентно
1043 | 4G-CAB-LMR240-75 | 75-ft (22.5M) Low Loss LMR-240 Cable with TNC Connector | или еквивалентно
1044 | 4G-CAB-LMR240-25 | 25-ft (7.5M) Low Loss LMR-240 Cable with TNC Connector | или еквивалентно
1045 | 4G-CAB-LMR240-50 | 50-ft (15M) Low Loss LMR-240 Cable with TNC Connector | или еквивалентно
1046 | 4G-LTE-ANTM-D | 4G LTE articulating dipole antenna 700MHz-2600MHz bands | или еквивалентно
1047 | SL-29-AX-K9 | AppX License for Cisco 2901-2951 | или еквивалентно
1048 | 4G-LTE-ANTM-O-3-R | 4G LTE 3 in 1 outdoor Red antenna 700MHz-2600MHz bands | или еквивалентно
1049 | 4G-LTE-ANTM-O-3-W | 4G LTE 3 in 1 outdoor White antenna 700MHz-2600MHz bands | или еквивалентно
1050 | 4G-LTE-ANTM-O-3-B | 4G LTE 3 in 1 outdoor Black antenna 700MHz-2600MHz bands | или еквивалентно
1051 | 4G-LTE-ANTM-O-3-C | 4G LTE 3 in 1 outdoor Blue antenna 700MHz-2600MHz bands | или еквивалентно
|  | Cisco 2900 Series 3G Antennae Options-Spares | или еквивалентно
1052 | 3G-CAB-ULL-50 | 50-ft (15M) Ultra Low Loss LMR 400 Cable with TNC Connector | или еквивалентно
1053 | 3G-CAB-ULL-20 | 20-ft (6M) Ultra Low Loss LMR 400 Cable with TNC Connector | или еквивалентно
1054 | 3G-ANTM-OUT-COMBO | Multi-Band Outdoor Omni-Antenna with Lightening Protector | или еквивалентно
1055 | 3G-ANTM1916-CM | Multi-Band Omni-Directional Antenna - Ceiling Mount | или еквивалентно
1056 | 3G-AE015-R | Single Unit antenna Extension Base (15 foot cable included) | или еквивалентно
1057 | 3G-ANTM1919D | Multi-Band Swivel Mount Dipole Antenna - Faceplate Mount | или еквивалентно
1058 | 4G-CAB-ULL-50 | 50-ft (15M) Ultra Low Loss LMR 400 Cable with TNC Connector | или еквивалентно
1059 | 4G-CAB-ULL-20 | 20-ft (6M) Ultra Low Loss LMR 400 Cable with TNC Connector | или еквивалентно
1060 | 4G-AE015-R | Single Unit antenna Extension Base (15 foot cable included) | или еквивалентно
|  | Cisco 2900 Series IOS Software Technology Package Licenses | или еквивалентно
1061 | SL-29-DATA-K9 | Data License for Cisco 2901-2951 | или еквивалентно
1062 | SL-29-UC-K9 | Unified Communication License for Cisco 2901-2951 | или еквивалентно
1063 | SL-29-SEC-K9 | Security License for Cisco 2901-2951 | или еквивалентно
1064 | SL-29-SECNPE-K9 | SEC No Payload Encryption License for Cisco 2901-2951 | или еквивалентно
1065 | L-SL-29-SEC-K9 | Security E-Delivery PAK for Cisco 2901-2951 | или еквивалентно
1066 | SL-29-APP-K9 | AppX License with; DATA and WAAS for Cisco 2900 Series | или еквивалентно
|  | Cisco 2900 Series IOS Software Activation Feature Licenses | или еквивалентно
1067 | FL-CUE-MBX-5 | Unity Express License - 5 Mailbox - CUCM and CUCME | или еквивалентно
1068 | FL-CUE-PORT-2 | Unity Express License - 2 Port | или еквивалентно
1069 | FL-CUE-IVR-2 | Unity Express License - 2 IVR Session | или еквивалентно
1070 | FL-GK-2901 | Gatekeeper Feature License -2901 platform | или еквивалентно
1071 | FL-GK-2911 | Gatekeeper Feature License -2911 platform | или еквивалентно
1072 | FL-GK-2921 | Gatekeeper Feature License -2921 platform | или еквивалентно
1073 | FL-GK-2951 | Gatekeeper Feature License -2951 platform | или еквивалентно
1074 | FL-29-SNA | SNA Feature License for Cisco 2901-2951 | или еквивалентно
1075 | FL-C2951-WAASX | WAASX Feature License RTU (Paper) for 2951 | или еквивалентно
1076 | FL-C2921-WAASX | WAASX Feature License RTU (Paper) for 2921 | или еквивалентно
1077 | FL-C2911-WAASX | WAASX Feature License RTU (Paper) for 2911 | или еквивалентно
1078 | FL-C2901-WAASX | WAASX Feature License RTU (Paper) for 2901 | или еквивалентно
1079 | FL-C2900-PA | Cisco 29xx Performance Agent | или еквивалентно
|  | Cisco 2900 Series IOS Software Right to Use Licenses | или еквивалентно
1080 | FL-CME-SRST-100 | Cisco Communication Manager or SRST- 100 seat license | или еквивалентно
1081 | FL-CME-SRST-25 | Communication Manager Express or SRST - 25 seat license | или еквивалентно
1082 | FL-CME-SRST-5 | Communication Manager Express or SRST - 5 seat license | или еквивалентно
1083 | FL-VXML-12 | VoiceXML Feature License Up To 12 Sessions | или еквивалентно
1084 | FL-VXML-1 | VoiceXML Feature License For 1 Session | или еквивалентно
1085 | FL-CUBEE-1000 | Unified Border Element Enterprise License - 1000 sessions | или еквивалентно
1086 | FL-CUBEE-500 | Unified Border Element Enterprise License - 500 sessions | или еквивалентно
1087 | FL-CUBEE-100 | Unified Border Element Enterprise License - 100 sessions | или еквивалентно
1088 | FL-CUBEE-25 | Unified Border Element Enterprise License - 25 sessions | или еквивалентно
1089 | FL-CUBEE-5 | Unified Border Element Enterprise License - 5 sessions | или еквивалентно
|  | Cisco Enhanced EtherSwitch Module Software Licenses | или еквивалентно
1090 | L-ES3-24-48-IPS | IP Services Licn Upgd 24/48 Port FE ES3 EtherSwitch e Delive | или еквивалентно
1091 | SL-ES3G-24-48-IPS | IP Services License Upgrade 24/48 Port GE ES3 EtherSwitch | или еквивалентно
1092 | SL-ES3-24-48-IPS | IP Services License Upgrade 24/48 Port FE ES3 EtherSwitch | или еквивалентно
1093 | SL-ES3G-16-IPS | IP Services License Upgrade 16 Port GE ES3 EtherSwitch | или еквивалентно
1094 | SL-ES3-16-IPS | IP Services License Upgrade 16 Port FE ES3 EtherSwitch | или еквивалентно
|  | Cisco VPN Internal Service Module for 2900 ISR | или еквивалентно
1095 | ISM-VPN-29 | 3DES/AES/SUITE-B VPN Encryption module | или еквивалентно
|  | Cisco 2900 UCS E-Series Blade Server | или еквивалентно
1096 | UCS-E140DP-M1/K9 | UCS-E,DblWide,4CoreCPU,2x8G SD,1x8G RDIMM,1-2HDD,1PCIe | или еквивалентно
1097 | UCS-E140D-M1/K9 | UCS-E,DoubleWide,4CoreCPU,2x8G SD,1x8G RDIMM,1-3 HDD | или еквивалентно
1098 | UCS-E140S-M1/K9 | UCS-E,SingleWide,4Cor CPU,2x8G SD,1x8GB UDIMM,1-2 HDD | или еквивалентно
1099 | UCS-E140D-M1BUN/K9 | Promotional UCS-E140D-M1/K9 bundled with ISR-G2 | или еквивалентно
1100 | UCS-E140S-M1BUN/K9 | Promotional UCS-E140S-M1/K9 bundled with ISR-G2 | или еквивалентно
1101 | UCS-E140D-M1VDI/K9 | Promotional VDI Bundle - UCS-E140D-M1/K9 bundled with ISR-G2 | или еквивалентно
1102 | UCS-E160DP-M1/K9 | UCS-E,DblWide,6CoreCPU,2x8G SD,1x8G RDIMM,1-2HDD,1PCIe | или еквивалентно
1103 | UCS-EN120S-M2/K9 | UCS E-Series NCE, 2C, 4-16GB RAM, 1-2 HDD, Service Module | или еквивалентно
1104 | UCS-E140S-M2/K9 | UCS-E,SingleWide,4Cor CPU,2x8GB SD,1x8GB UDIMM,1-2 HDD | или еквивалентно
1105 | UCS-E160D-M2/K9 | UCS-E,DoubleWide,6 Core CPU 2.0,2x8G SD,1x8GB RDIMM,1-3 HDD | или еквивалентно
1106 | UCS-EN120SM2BUN/K9 | Promotional UCS-EN120S-M2/K9 bundled with ISR-G2 | или еквивалентно
1107 | UCS-E140S-M2BUN/K9 | Promotional UCS-E140S-M2/K9 bundled with ISR-G2 | или еквивалентно
1108 | UCS-E160D-M2BUN/K9 | Promotional UCS-E160D-M2/K9 bundled with ISR-G2 | или еквивалентно
1109 | UCS-E180D-M2BUN/K9 | Promotional UCS-E180D-M2/K9 bundled with ISR-G2 | или еквивалентно
1110 | UCS-EN120E-54/K9 | UCS E-Series NCE DW-EHWIC, 2C Rangeley, 4GB RAM , 50GB HDD | или еквивалентно
1111 | UCS-EN120E-58/K9 | UCS E-Series NCE DW-EHWIC, 2C Rangeley, 8GB RAM , 50GB HDD | или еквивалентно
1112 | UCS-EN120E-108/K9 | UCS E-Series NCE DW-EHWIC, 2C Rangeley, 8GB RAM , 100GB HDD | или еквивалентно
1113 | UCS-EN120E-208/K9 | UCS E-Series NCE DW-EHWIC, 2C Rangeley, 8GB RAM , 200GB HDD | или еквивалентно
|  | Cisco 2900 UCS E-Series Server Options | или еквивалентно
1114 | E100D-HDD-SAS900G | 900 GB, SAS hard disk drive for DbleWide UCS-E | или еквивалентно
1115 | E100D-HDD-SATA1T | 1 TB, SATA hard disk drive for DoubleWide UCS-E | или еквивалентно
1116 | E100D-MEM-RDIMM4G | 4GB 1333MHz RDIMM/PC3-10600 2R for DoubleWide UCS-E | или еквивалентно
1117 | E100D-MEM-RDIMM8G | 8GB 1333MHz RDIMM/PC3-10600 2R for DoubleWide UCS-E | или еквивалентно
1118 | E100D-MEM-RDIM16G | 16GB, 1333MHz RDIMM/PC3-10600 2R for DoubleWide UCS-E | или еквивалентно
1119 | E100D-HDD-SSD200G | 200 GB, SAS SLC SSD hard disk drive for DblWide UCS-E | или еквивалентно
1120 | MSWS-2012ST-E-K9 | Windows Server 2012 Standard 64-bit for UCS E Series | или еквивалентно
1121 | E100D-SSD200-EMLC | 200 GB, SAS eMLC SSD hard disk drive for DblWide UCS-E | или еквивалентно
1122 | MSWS-2012R2ST-E | Windows Server 2012 R2 Standard 64-bit for UCS E Series | или еквивалентно
|  | Cisco 2900-AX Series Integrated Services Routers | или еквивалентно
1123 | C2911-AX/K9 | Cisco 2911 AX Bundle w/ App,SEC Lic | или еквивалентно
1124 | C2901-AX/K9 | Cisco 2901 AX Bundle w/ APP,SEC lic | или еквивалентно
1125 | C2921-AX/K9 | Cisco 2921 AX Bundle w/ APP,SEC lic | или еквивалентно
1126 | C2951-AX/K9 | Cisco 2951 AX Bundle w/ APP,SEC lic | или еквивалентно
1127 | C2951-AXV/K9 | Cisco 2951 AXV Bundle, PVDM3-32,APP,SEC,UC Lic,CUBE-10 | или еквивалентно
1128 | C2921-AXV/K9 | Cisco 2921 AXV Bundle, PVDM3-32,APP,SEC,UC Lic,CUBE-10 | или еквивалентно
1129 | C2911-AXV/K9 | Cisco 2911 AXV Bundle, PVDM3-16,APP,SEC,UC Lic,CUBE-10 | или еквивалентно
|  | Cisco 3900 Series Services Ready Engine Bundles | или еквивалентно
1130 | C3945E-VSEC-SRE/K9 | Cisco 3945E, SRE 900, PVDM3-64,UC and SEC License PAK bundle | или еквивалентно
1131 | C3925E-VSEC-SRE/K9 | Cisco 3925E, SRE 900, PVDM3-64,UC and SEC License PAK bundle | или еквивалентно
1132 | C3945-VSEC-PSRE/K9 | Cisco 3945, SRE 900, PVDM3-64, UC and SEC License PAK bundle | или еквивалентно
1133 | C3925-VSEC-PSRE/K9 | Cisco 3925, SRE 900, PVDM3-64, UC and SEC License PAK bundle | или еквивалентно
1134 | C3945-VSEC-SRE/K9 | Cisco 3945 SRE Bundle, SRE 700, PVDM3-64, UC, SEC Lic. PAK | или еквивалентно
1135 | C3925-VSEC-SRE/K9 | Cisco 3925 SRE Bundle, SRE 700, PVDM3-64, UC, SEC Lic. PAK | или еквивалентно
|  | Cisco 3900 Series Secure Voice & Unified Border Element | или еквивалентно
1136 | C3925-VSEC-CUBE/K9 | C3925 UC SEC CUBE Bundle, PVDM3-64, UC SEC Lic, FL-CUBEE-25 | или еквивалентно
1137 | C3925E-VSEC-CUBEK9 | C3925E UC SEC CUBE Bundle, PVDM3-64, UC SEC Lic, FL-CUBEE-25 | или еквивалентно
1138 | C3945-VSEC-CUBE/K9 | C3945 UC SEC CUBE Bundle, PVDM3-64, UC SEC Lic, FL-CUBEE-25 | или еквивалентно
1139 | C3945E-VSEC-CUBEK9 | C3945E UC SEC CUBE Bundle, PVDM3-64, UC SEC Lic, FL-CUBEE-25 | или еквивалентно
|  | Cisco 3900 Series Secure Voice Bundles | или еквивалентно
1140 | C3945E-VSEC/K9 | Cisco 3945E Voice Sec Bundle, PVDM3-64, UC&SEC Lic,FL-CUBE25 | или еквивалентно
1141 | C3925E-VSEC/K9 | Cisco 3925E UC Sec. Bundle, PVDM3-64, UC&SEC Lic, FL-CUBE25 | или еквивалентно
1142 | C3945-VSEC/K9 | Cisco 3945 Voice Sec. Bundle, PVDM3-64, UC&SEC Lic,FL-CUBE25 | или еквивалентно
1143 | C3925-VSEC/K9 | Cisco 3925 Voice Sec. Bundle, PVDM3-64, UC&SEC Lic,FL-CUBE25 | или еквивалентно
|  | Cisco 3900 Series Voice Bundles | или еквивалентно
1144 | C3945E-CME-SRST/K9 | 3945E UC Bundle w/ PVDM3-64,FL-CME-SRST-25, UC Lic,FL-CUBE25 | или еквивалентно
1145 | C3925E-CME-SRST/K9 | 3925E UC Bundle w/ PVDM3-64,FL-CME-SRST-25, UC Lic,FL-CUBE25 | или еквивалентно
1146 | C3945-CME-SRST/K9 | 3945 Voice Bundle w/PVDM3-64,FL-CME-SRST-25,UC Lic,FL-CUBE25 | или еквивалентно
1147 | C3925-CME-SRST/K9 | 3925 Voice Bundle w/PVDM3-64,FL-CME-SRST-25,UC Lic,FL-CUBE25 | или еквивалентно
1148 | CISCO3945E-V/K9 | Cisco 3945E Voice Bundle,PVDM3-64, UC License PAK, FL-CUBE25 | или еквивалентно
1149 | CISCO3925E-V/K9 | Cisco 3925E Voice Bundle,PVDM3-64, UC License PAK, FL-CUBE25 | или еквивалентно
1150 | CISCO3945-V/K9 | Cisco 3945 Voice Bundle, PVDM3-64, UC License PAK, FL-CUBE25 | или еквивалентно
1151 | CISCO3925-V/K9 | Cisco 3925 Voice Bundle, PVDM3-64, UC License PAK, FL-CUBE25 | или еквивалентно
|  | Cisco 3900 Series Security Bundles | или еквивалентно
1152 | CISCO3945E-SEC/K9 | Cisco 3945E Security Bundle w/SEC license PAK | или еквивалентно
1153 | CISCO3925E-SEC/K9 | Cisco 3925E Security Bundle w/SEC license PAK | или еквивалентно
1154 | CISCO3925-SEC/K9 | Cisco 3925 Security Bundle w/SEC license PAK | или еквивалентно
1155 | CISCO3945-SEC/K9 | Cisco 3945 Security Bundle w/SEC license PAK | или еквивалентно
1156 | CISCO3925-HSEC+/K9 | VPN ISM module HSEC bundles for 3925 ISR platform | или еквивалентно
1157 | CISCO3945-HSEC+/K9 | VPN ISM module HSEC bundles for 3945 ISR platform | или еквивалентно
|  | Cisco 3900 Series Integrated Services Router | или еквивалентно
1158 | CISCO3945E/K9 | Cisco 3945 w/SPE250,4GE,3EHWIC,3DSP,4SM,256MBCF,1GBDRAM,IPB | или еквивалентно
1159 | CISCO3925E/K9 | Cisco 3925E w/SPE200,4GE,3EHWIC,3DSP,2SM,256MBCF,1GBDRAM,IPB | или еквивалентно
1160 | CISCO3945/K9 | Cisco 3945 w/SPE150(3GE,4EHWIC,4DSP,4SM,256MBCF,1GBDRAM,IPB) | или еквивалентно
1161 | CISCO3925/K9 | Cisco 3925 w/SPE100(3GE,4EHWIC,4DSP,2SM,256MBCF,1GBDRAM,IPB) | или еквивалентно
1162 | C3945E-AX/K9 | Cisco 3945E AX Bundle w/ App,SEC Lic | или еквивалентно
1163 | C3925-AX/K9 | Cisco 3925 AX Bundle w/ App,SEC Lic | или еквивалентно
1164 | C3945-AX/K9 | Cisco 3945 AX Bundle w/ App,SEC Lic | или еквивалентно
1165 | C3925E-AX/K9 | Cisco 3925E AX Bundle w/ App,SEC Lic | или еквивалентно
|  | Cisco 3900 Series DRAM Memory Options | или еквивалентно
1166 | MEM-3900-1GU2GB | 1GB to 2GB DRAM Upgrade (1GB+1GB) for Cisco 3925/3945 ISR | или еквивалентно
1167 | MEM-3900-1GU4GB | 1GB to 4GB DRAM Upgrade (2GB+2GB) for Cisco 3925/3945 ISR | или еквивалентно
|  | Cisco 3900 Series Flash Memory Options | или еквивалентно
1168 | MEM-CF-256U4GB | 256MB to 4GB Compact Flash Upgrade for Cisco 1900,2900,3900 | или еквивалентно
1169 | MEM-CF-256U2GB | 256MB to 2GB Compact Flash Upgrade for Cisco 1900,2900,3900 | или еквивалентно
1170 | MEM-CF-256U1GB | 256MB to 1GB Compact Flash Upgrade for Cisco 1900,2900,3900 | или еквивалентно
1171 | MEM-CF-256U512MB | 256MB to 512MB CF Upgrade for Cisco 1900,2900,3900 ISR | или еквивалентно
|  | Cisco 3900 Series USB Memory Options | или еквивалентно
1172 | MEMUSB-1024FT | 1GB USB Flash Token | или еквивалентно
|  | Cisco 3900 Series Services Ready Engine Modules | или еквивалентно
1173 | ISM-SRE-300-K9 | Internal Services Module (ISM) with Services Ready Engine | или еквивалентно
1174 | SM-MEM-VLP-4GB | 4GB very low profile SDRAM upgrade for SRE (for total 8GB) | или еквивалентно
1175 | SM-SRE-710-K9 | SRE 710 (4GB MEM,500GB 7K HDD,1C CPU) for router bundle | или еквивалентно
1176 | SM-SRE-910-K9 | SRE 910 (4-8GB MEM,2x500GB 7k HDD,2C CPU) for router bundle | или еквивалентно
1177 | SM-SRE-910-APP-K9 | Services Ready Engine (SRE) 910 SM for APP bundles | или еквивалентно
1178 | SM-SRE-710-APP-K9 | Services Ready Engine (SRE) 710 SM for APP bundles | или еквивалентно
|  | Cisco 3900 Series - SM, NM, EVM | или еквивалентно
1179 | SM-NM-ADPTR | Network Module Adapter for SM Slot on Cisco 2900, 3900 ISR | или еквивалентно
1180 | SM-D-ES3G-48-P | Enhcd EtherSwitch, L2/L3, SM, 48 GE, 2 SFP, POE | или еквивалентно
1181 | SM-D-ES3-48-P | Enhcd EtherSwitch, L2/L3, SM, 48 FE, 2 SFP, POE | или еквивалентно
1182 | SM-D-ES2-48 | Enhanced EtherSwitch, L2, SM, 48 FE, 2 SFP | или еквивалентно
1183 | SM-ES3G-24-P | Enhcd EtherSwitch, L2/L3, SM, 24 GE, POE | или еквивалентно
1184 | SM-ES3-24-P | Enhcd EtherSwitch, L2/L3, SM, 23 FE, 1 GE, POE | или еквивалентно
1185 | SM-ES2-24-P | Enhanced EtherSwitch, L2, SM, 23 FE, 1 GE, POE | или еквивалентно
1186 | SM-ES2-24 | Enhanced EtherSwitch, L2, SM, 23 FE, 1 GE | или еквивалентно
1187 | SM-ES3G-16-P | Enhcd EtherSwitch, L2/L3, SM, 16GE, POE | или еквивалентно
1188 | SM-ES3-16-P | Enhcd EtherSwitch, L2/L3, SM, 15 FE, 1 GE, POE | или еквивалентно
1189 | SM-ES2-16-P | Enhanced EtherSwitch, L2, SM, 15 FE, 1 GE, POE | или еквивалентно
1190 | NME-CUE | ^Cisco Unity Express Network Module Enhanced (8 Ports Incl.) | или еквивалентно
1191 | EVM-HD-8FXS/DID | High density voice/fax extension module - 8 FXS/DID | или еквивалентно
1192 | EM3-HDA-8FXS/DID | 8-port voice/fax expansion module - FXS and DID | или еквивалентно
1193 | EM-HDA-3FXS/4FXO | 7-port voice/fax expansion module - 3FXS/4FXO | или еквивалентно
1194 | EM-HDA-6FXO | 6-port voice/fax expansion module - FXO | или еквивалентно
1195 | EM-4BRI-NT/TE | 4-port voice/fax expansion module - BRI (NT and TE) | или еквивалентно
1196 | NM-HD-2V | Two-slot IP Communications Voice/Fax Network Module | или еквивалентно
1197 | NM-HD-2VE | Two-slot IP Communications Enhanced Voice/Fax Network Module | или еквивалентно
1198 | NM-HDV2-2T1/E1 | IP Communications High-Density Digital Voice NM with 2 T1/E1 | или еквивалентно
1199 | NM-HDV2-1T1/E1 | IP Communications High-Density Digital Voice NM with 1 T1/E1 | или еквивалентно
1200 | NM-1A-OC3-POM | ATM OC3 module with single POM (SFP) slot | или еквивалентно
1201 | NM-1A-T3/E3 | 1-Port T3/E3 ATM network Module | или еквивалентно
1202 | NM-8CE1T1-PRI | 8 port channelized T1/E1 and PRI network module | или еквивалентно
1203 | SM-32A | 32 port Asynchronous Module | или еквивалентно
1204 | SM-2GE-SFP-CU | 2 port GE SFP service module | или еквивалентно
1205 | SM-X-1T3/E3 | One port T3/E3 Service Module | или еквивалентно
1206 | SM-X-ES3-16-P | SM-X EtherSwitch, L2/L3, SM, 16 GE, POE+ | или еквивалентно
1207 | SM-X-ES3-24-P | SM-X EtherSwitch, L2/L3, SM, 24 GE, POE+ | или еквивалентно
1208 | SM-X-ES3D-48-P | SM-X EtherSwitch, L2/L3, SM, 48 GE, 2 SFP, POE+ | или еквивалентно
|  | Cisco 3900 Series Interfaces EHWIC, HWIC, WIC, VIC, VWIC | или еквивалентно
1209 | EHWIC-3G-HSPA-U | 3G EHWIC HSPA Universal with GPS | или еквивалентно
1210 | EHWIC-3G-EVDO-S | 3G EHWIC EDVO for Sprint with GPS | или еквивалентно
1211 | HWIC-3G-CDMA-S | ^3G HWIC Sprint EVDO Rev A/0/1xRTT 800/1900MHz, IOS 15.0(1)M1 | или еквивалентно
1212 | HWIC-3G-CDMA-V | ^3G HWIC Verizon EVDO Rev A/0/1xRTT 800/1900MHz, IOS 15.0(1)M | или еквивалентно
1213 | EHWIC-1GE-SFP-CU | EHWIC 1 port dual mode SFP(100M/1G) or GE(10M/100M/1G) | или еквивалентно
1214 | HWIC-1GE-SFP | ^GigE High Speed WIC With One SFP Slot | или еквивалентно
1215 | HWIC-2FE | Two 10/100 routed port HWIC | или еквивалентно
1216 | HWIC-1FE | ^1-port 10/100 Routed Port HWIC | или еквивалентно
1217 | HWIC-4T1/E1 | 4 port clear channel T1/E1 HWIC | или еквивалентно
1218 | HWIC-4T | 4-Port Serial HWIC | или еквивалентно
1219 | HWIC-2T | 2-Port Serial WAN Interface Card | или еквивалентно
1220 | HWIC-1T | 1-Port Serial WAN Interface Card | или еквивалентно
1221 | HWIC-1DSU-T1 | 1-Port T1/Fractional T1 DSU/CSU WAN Interface Card | или еквивалентно
1222 | HWIC-4A/S | 4-Port Async/Sync Serial HWIC | или еквивалентно
1223 | HWIC-2A/S | 2-Port Async/Sync Serial WAN Interface Card | или еквивалентно
1224 | HWIC-16A | 16-Port Async HWIC | или еквивалентно
1225 | HWIC-8A | 8-Port Async HWIC | или еквивалентно
1226 | HWIC-8A/S-232 | 8-Port Async/Sync Serial HWIC, EIA-232 | или еквивалентно
1227 | HWIC-2CE1T1-PRI | 2 port channelized T1/E1, and PRI HWIC (data only) | или еквивалентно
1228 | HWIC-1CE1T1-PRI | 1 port channelized T1/E1 and PRI HWIC (data only) | или еквивалентно
1229 | WIC-2AM-V2 | Two-port Analog Modem Interface Card | или еквивалентно
1230 | WIC-1AM-V2 | one-port Analog Modem Interface card | или еквивалентно
1231 | WIC-1B-S/T-V3 | 1-Port ISDN WAN Interface Card (dial and leased line) | или еквивалентно
1232 | HWIC-4B-S/T | 4-port ISDN BRI High-Speed WAN Interface Card | или еквивалентно
1233 | HWIC-1B-U | 1-Port ISDN BRI U High-Speed WAN Interface Card | или еквивалентно
1234 | HWIC-1ADSL | 1-port ADSLoPOTS HWIC | или еквивалентно
1235 | HWIC-ADSL-B/ST | ^2-port HWIC w/ 1-port ADSLoPOTS and 1-port ISDN BRI-S/T | или еквивалентно
1236 | HWIC-1ADSL-M | ^1-port ADSL HWIC w/Annex M | или еквивалентно
1237 | HWIC-4SHDSL-E | 4-pair EFM Based HWIC | или еквивалентно
1238 | HWIC-2SHDSL | 2-pair G.SHDSL HWIC | или еквивалентно
1239 | VIC2-2BRI-NT/TE | Two-port Voice Interface Card - BRI (NT and TE) | или еквивалентно
1240 | VWIC2-2MFT-T1/E1 | 2-Port 2nd Gen Multiflex Trunk Voice/WAN Int. Card - T1/E1 | или еквивалентно
1241 | VWIC3-1MFT-T1/E1 | 1-Port 3rd Gen Multiflex Trunk Voice/WAN Int. Card - T1/E1 | или еквивалентно
1242 | VWIC3-2MFT-T1/E1 | 2-Port 3rd Gen Multiflex Trunk Voice/WAN Int. Card - T1/E1 | или еквивалентно
1243 | VWIC3-4MFT-T1/E1 | 4-Port 3rd Gen Multiflex Trunk Voice/WAN Int. Card - T1/E1 | или еквивалентно
1244 | VWIC3-1MFT-G703 | 1-Port 3rd Gen Multiflex Trunk Voice/WAN Int. Card - G.703 | или еквивалентно
1245 | VWIC3-2MFT-G703 | 2-Port 3rd Gen Multiflex Trunk Voice/WAN Int. Card - G.703 | или еквивалентно
1246 | VIC3-4FXS/DID | Four-Port Voice Interface Card - FXS and DID | или еквивалентно
1247 | VIC3-2FXS/DID | Two-Port Voice Interface Card- FXS and DID | или еквивалентно
1248 | VIC3-2FXS-E/DID | Two-Port Voice Interface Card - FXS and DID (OPX Lite FXS) | или еквивалентно
1249 | VIC3-2E/M | Two-port Voice Interface Card - E and M | или еквивалентно
1250 | VIC2-4FXO | Four-port Voice Interface Card - FXO (Universal) | или еквивалентно
1251 | VIC2-2FXO | Two-port Voice Interface Card - FXO (Universal) | или еквивалентно
1252 | EHWIC-D-8ESG-P | Eight port 10/100/1000 Ethernet switch interface card w/ PoE | или еквивалентно
1253 | EHWIC-D-8ESG | Eight port 10/100/1000 Ethernet switch interface card | или еквивалентно
1254 | HWIC-D-9ESW-POE | ^9-Port Ethernet Switch HWIC with Power Over Ethernet | или еквивалентно
1255 | EHWIC-VA-DSL-M | Multi Mode VDSL2/ADSL/2/2+ EHWIC Annex M | или еквивалентно
1256 | EHWIC-VA-DSL-A | Multi Mode VDSL2/ADSL/2/2+ EHWIC Annex A | или еквивалентно
1257 | EHWIC-4ESG | Four port 10/100/1000 Ethernet switch interface card | или еквивалентно
1258 | EHWIC-4ESG-P | Four port 10/100/1000 Ethernet switch interface card w/PoE | или еквивалентно
1259 | EHWIC-VA-DSL-B | Multi Mode VDSL2/ADSL/2/2+ EHWIC Annex B | или еквивалентно
1260 | HWIC-D-9ESW | ^Nine port 10/100 Ethernet switch interface card | или еквивалентно
1261 | HWIC-3G-CDMA-T | ^3G (for India only) HWIC BSNL EVDO Rev A/0/1xRTT 800/1900MHz | или еквивалентно
1262 | EHWIC-3G-EVDO-V | 3G EHWIC Verizon EV-DO Rev A/0/1xRTT 800/1900MHz w/ SMS/GPS | или еквивалентно
1263 | EHWIC-3G-EVDO-B | 3G EHWIC Bharat EV-DO Rev A/0/1xRTT 800/1900MHz with SMS/GPS | или еквивалентно
1264 | EHWIC-3G-HSPA+7-A | ATT HSPA+ R7 EHWIC with GPS based on MC8705 | или еквивалентно
1265 | EHWIC-3G-HSPA+7 | (non-US) 3.7G HSPA+ Release 7 EHWIC w/ SMS/GPS (MC8705) | или еквивалентно
1266 | EHWIC-4G-LTE-V | 4G LTE EHWIC for Verizon, 700 MHz Band 13 / CDMA Rev A | или еквивалентно
1267 | EHWIC-4G-LTE-G | 4G LTE EHWIC for Global, 800/900/1800/2100/2600 MHz | или еквивалентно
1268 | EHWIC-4G-LTE-A | 4G LTE EHWIC for ATT, 700 MHz Band 17 / HSPA+ | или еквивалентно
1269 | GPS-ACT-ANTM-SMA | 4G LTE indoor active GPS antenna with 17ft cable | или еквивалентно
1270 | EHWIC-4G-LTE-AU | 4G LTE EHWIC for Australia, 800/900/1800/2100/2600 MHz | или еквивалентно
1271 | EHWIC-4G-LTE-GB | 4G LTE EHWIC for Global, 800/900/1800/2100/2600 MHz | или еквивалентно
|  | Cisco 3900 Series Packet Voice/Fax DSP Modules | или еквивалентно
1272 | PVDM3-256 | 256-channel high-density voice and video DSP module | или еквивалентно
1273 | PVDM3-192 | 192-channel high-density voice and video DSP module | или еквивалентно
1274 | PVDM3-128 | 128-channel high-density voice and video DSP module | или еквивалентно
1275 | PVDM3-64 | 64-channel high-density voice and video DSP module | или еквивалентно
1276 | PVDM3-32 | 32-channel high-density voice and video DSP module | или еквивалентно
1277 | PVDM3-16 | 16-channel high-density voice and video DSP module | или еквивалентно
1278 | PVDM2-64 | ^64-Channel Packet Voice/Fax DSP Module | или еквивалентно
1279 | PVDM2-48 | 48-Channel Packet Voice/Fax DSP Module | или еквивалентно
1280 | PVDM2-16 | 16-Channel Packet Voice/Fax DSP Module | или еквивалентно
1281 | PVDM3-64U256 | PVDM3 64-channel to 256-channel factory upgrade | или еквивалентно
1282 | PVDM3-64U192 | PVDM3 64-channel to 192-channel factory upgrade | или еквивалентно
1283 | PVDM3-64U128 | PVDM3 64-channel to 128-channel factory upgrade | или еквивалентно
1284 | PVDM3-32U256 | PVDM3 32-channel to 256-channel factory upgrade | или еквивалентно
1285 | PVDM3-32U192 | PVDM3 32-channel to 192-channel factory upgrade | или еквивалентно
1286 | PVDM3-32U128 | PVDM3 32-channel to 128-channel factory upgrade | или еквивалентно
1287 | PVDM3-32U64 | PVDM3 32-channel to 64-channel factory upgrade | или еквивалентно
1288 | PVDM3-16U256 | PVDM3 16-channel to 256-channel factory upgrade | или еквивалентно
1289 | PVDM3-16U192 | PVDM3 16-channel to 192-channel factory upgrade | или еквивалентно
1290 | PVDM3-16U128 | PVDM3 16-channel to 128-channel factory upgrade | или еквивалентно
1291 | PVDM3-16U64 | PVDM3 16-channel to 64-channel factory upgrade | или еквивалентно
1292 | PVDM3-16U32 | PVDM3 16-channel to 32-channel factory upgrade | или еквивалентно
|  | Cisco 3900 Series Services Ready Engine Module Applications | или еквивалентно
1293 | FL-SRE-V-HOST | Permanent paper license for VMware ESXi on UCSE MAX 32GB RAM | или еквивалентно
1294 | FL-CUE-MBX-5 | Unity Express License - 5 Mailbox - CUCM and CUCME | или еквивалентно
1295 | FL-CUE-PORT-2 | Unity Express License - 2 Port | или еквивалентно
1296 | FL-CUE-IVR-2 | Unity Express License - 2 IVR Session | или еквивалентно
1297 | FL-E-SRST-25 | UMG license for 25 E-SRST Nodes / Sites | или еквивалентно
1298 | FL-CUSP-2 | CUSP Feature License for 2 SIP requests/second | или еквивалентно
1299 | FL-CUSP-10 | CUSP Feature License for 10 SIP requests/second | или еквивалентно
1300 | FL-CUSP-30 | CUSP Feature License for 30 SIP requests/second | или еквивалентно
1301 | FL-CUSP-100 | CUSP Feature License for 100 SIP requests/second | или еквивалентно
1302 | FL-CUSP-200 | CUSP Feature License for 200 SIP requests/second | или еквивалентно
1303 | WAAS-TRN-SM-S | WAAS Transport License for SRE SM. Small deployment. | или еквивалентно
1304 | WAAS-TRN-SM-M | WAAS Transport License for SRE SM. Medium deployment. | или еквивалентно
1305 | WAAS-ENT-SM-S | WAAS Enterprise License for SRE SM. Small deployment. | или еквивалентно
1306 | WAAS-ENT-SM-M | WAAS Enterprise License for SRE SM. Medium deployment | или еквивалентно
1307 | WAAS-ENT-SM-L | WAAS Enterprise License for SRE SM. Large deployment. | или еквивалентно
1308 | WAAS-VIDEO-WM-SM | WAAS Video License for Windows. SRE SM. | или еквивалентно
1309 | SM-NAM-SW-5.1-K9 | Cisco Prime NAM Software 5.1 for ISR G2 SRE SM | или еквивалентно
1310 | FL-SRE-V-HOSTVC | Paper license for SRE VMware ESXi with vCenter agent | или еквивалентно
1311 | MSWS-08R2ST-X86-K9 | Windows Server 2008 R2 Standard 64-bit for SRE SM | или еквивалентно
1312 | LIC-200-VWAAS | License for 200 optimized connections | или еквивалентно
1313 | LIC-200-VWAAS-APP | License for 200 optimized connections for VWAAS-APP | или еквивалентно
1314 | SM-NAM-SW-6.0-K9 | Cisco Prime NAM Software 6.0 for ISR G2 SRE SM | или еквивалентно
1315 | SM-NAM-SW-6.1-K9 | Cisco Prime NAM Software Version 6.1 for ISR G2 SRE SM | или еквивалентно
|  | Cisco 3900 Series Power Supply Options | или еквивалентно
1316 | PWR-3900-POE | Cisco 3925/3945 AC Power Supply with Power Over Ethernet | или еквивалентно
1317 | PWR-3900-AC/2 | Cisco 3925/3945 AC Power Supply (Secondary PS) | или еквивалентно
1318 | PWR-3900-POE/2 | Cisco 3925/3945 AC Power Supply with POE (Secondary PS) | или еквивалентно
|  | Cisco 3900 Series Options & Spares | или еквивалентно
1319 | SM-NM-ADPTR | Network Module Adapter for SM Slot on Cisco 2900, 3900 ISR | или еквивалентно
1320 | PVDM2-ADPTR | PVDM2 Adapter for PVDM Slot on Cisco 2900, 3900 Series ISR | или еквивалентно
1321 | 3900-FANASSY-NEBS | Cisco 3925/3945 Fan Assembly for NEBS (w/3900-FANFLTR-NEBS) | или еквивалентно
1322 | ISR-CCP-CD | Cisco Config Professional on CD, CCP-Express on Router Flash | или еквивалентно
1323 | ISR-CCP-CD-NOCONF | Cisco Config Pro on CD, CCP-Express on CF w/o default config | или еквивалентно
1324 | 4G-ANTM-OM-CM | Multi-Band Indoor Omni-Directional Antenna - Ceiling Mount | или еквивалентно
1325 | 4G-LTE-ANTM-D | 4G LTE articulating dipole antenna 700MHz-2600MHz bands | или еквивалентно
1326 | SL-39-AX-K9 | AppX License for Cisco ISR 3900 Series | или еквивалентно
1327 | 4G-LTE-ANTM-O-3-R | 4G LTE 3 in 1 outdoor Red antenna 700MHz-2600MHz bands | или еквивалентно
1328 | 4G-LTE-ANTM-O-3-W | 4G LTE 3 in 1 outdoor White antenna 700MHz-2600MHz bands | или еквивалентно
1329 | 4G-LTE-ANTM-O-3-B | 4G LTE 3 in 1 outdoor Black antenna 700MHz-2600MHz bands | или еквивалентно
1330 | 4G-LTE-ANTM-O-3-C | 4G LTE 3 in 1 outdoor Blue antenna 700MHz-2600MHz bands | или еквивалентно
|  | Cisco 3900 Series Small Form Factor Pluggable Options | или еквивалентно
1331 | GLC-ZX-SM | ^1000BASE-ZX SFP | или еквивалентно
1332 | GLC-FE-100EX | 100BASE-EX SFP (40km) | или еквивалентно
1333 | GLC-FE-100FX | 100BASE-FX SFP for FE port | или еквивалентно
1334 | GLC-FE-100LX | 100BASE-LX SFP for FE port | или еквивалентно
1335 | GLC-FE-100ZX | 100BASE-ZX SFP (80km) | или еквивалентно
1336 | GLC-BX-D | 1000BASE-BX SFP, 1490NM | или еквивалентно
1337 | GLC-BX-U | 1000BASE-BX SFP, 1310NM | или еквивалентно
|  | Cisco 3900 Series 3G Antennae Options-Spares | или еквивалентно
1338 | 3G-CAB-ULL-50 | 50-ft (15M) Ultra Low Loss LMR 400 Cable with TNC Connector | или еквивалентно
1339 | 3G-CAB-ULL-20 | 20-ft (6M) Ultra Low Loss LMR 400 Cable with TNC Connector | или еквивалентно
1340 | 3G-ANTM-OUT-COMBO | Multi-Band Outdoor Omni-Antenna with Lightening Protector | или еквивалентно
1341 | 3G-ANTM1916-CM | Multi-Band Omni-Directional Antenna - Ceiling Mount | или еквивалентно
1342 | 3G-AE015-R | Single Unit antenna Extension Base (15 foot cable included) | или еквивалентно
1343 | 3G-ANTM1919D | Multi-Band Swivel Mount Dipole Antenna - Faceplate Mount | или еквивалентно
1344 | 4G-CAB-ULL-50 | 50-ft (15M) Ultra Low Loss LMR 400 Cable with TNC Connector | или еквивалентно
1345 | 4G-CAB-ULL-20 | 20-ft (6M) Ultra Low Loss LMR 400 Cable with TNC Connector | или еквивалентно
1346 | 4G-AE015-R | Single Unit antenna Extension Base (15 foot cable included) | или еквивалентно
|  | Cisco 3900 Series IOS Software Technology Package Licenses | или еквивалентно
1347 | SL-39-DATA-K9 | Data License for Cisco 3900 Series | или еквивалентно
1348 | SL-39-UC-K9 | Unified Communication License for Cisco 3900 Series | или еквивалентно
1349 | SL-39-SEC-K9 | Security License for Cisco 3900 Series | или еквивалентно
1350 | SL-39-SECNPE-K9 | SEC No Payload Encryption License for Cisco 3900 Series | или еквивалентно
1351 | L-SL-39-UC-K9 | Unified Communication E-Delivery PAK for Cisco 3900 Series | или еквивалентно
1352 | L-SL-39-SEC-K9 | Security E-Delivery PAK for Cisco 3900 Series | или еквивалентно
1353 | SL-39-APP-K9 | AppX License with; DATA and WAAS for Cisco ISR 3900 Series | или еквивалентно
|  | Cisco 3900 Series IOS Software Activation Feature Licenses | или еквивалентно
1354 | FL-39-SNA | SNA Feature License for Cisco 3925/3945 | или еквивалентно
1355 | FL-CUE-MBX-5 | Unity Express License - 5 Mailbox - CUCM and CUCME | или еквивалентно
1356 | FL-CUE-PORT-2 | Unity Express License - 2 Port | или еквивалентно
1357 | FL-CUE-IVR-2 | Unity Express License - 2 IVR Session | или еквивалентно
1358 | FL-GK-3945 | Gatekeeper Feature License -3945 platform | или еквивалентно
1359 | FL-GK-3925 | Gatekeeper Feature License -3925 platform | или еквивалентно
1360 | L-FL-GK-3945 | Gatekeeper Feature E-Delivery PAK for Cisco 3945 | или еквивалентно
1361 | L-FL-GK-3925 | Gatekeeper Feature E-Delivery PAK for Cisco 3925 | или еквивалентно
1362 | FL-SSLVPN100-K9 | Cisco SSLVPN Feature license - 100 users | или еквивалентно
1363 | FL-SSLVPN25-K9 | Cisco SSLVPN Feature license - 25 users | или еквивалентно
1364 | FL-SSLVPN10-K9 | Cisco SSLVPN Feature license - 10 users | или еквивалентно
1365 | FL-39-HSEC-K9 | U.S. Export Restriction Compliance license for 3900 series | или еквивалентно
1366 | FL-39E-HSEC-K9 | U.S. Export Restriction Compliance license for 3900E series | или еквивалентно
1367 | FL-C3900-WAASX | WAASX Feature License RTU (Paper) for 3900 | или еквивалентно
1368 | FL-C3900-PA | Cisco 39xx Performance Agent | или еквивалентно
|  | Cisco 3900 Series Cisco IOS Software Right to Use Licenses | или еквивалентно
1369 | FL-CME-SRST-100 | Cisco Communication Manager or SRST- 100 seat license | или еквивалентно
1370 | FL-CME-SRST-25 | Communication Manager Express or SRST - 25 seat license | или еквивалентно
1371 | FL-CME-SRST-5 | Communication Manager Express or SRST - 5 seat license | или еквивалентно
1372 | FL-VXML-12 | VoiceXML Feature License Up To 12 Sessions | или еквивалентно
1373 | FL-VXML-1 | VoiceXML Feature License For 1 Session | или еквивалентно
1374 | FL-CUBEE-500 | Unified Border Element Enterprise License - 500 sessions | или еквивалентно
1375 | FL-CUBEE-100 | Unified Border Element Enterprise License - 100 sessions | или еквивалентно
1376 | FL-CUBEE-25 | Unified Border Element Enterprise License - 25 sessions | или еквивалентно
1377 | FL-CUBEE-5 | Unified Border Element Enterprise License - 5 sessions | или еквивалентно
|  | Cisco Enhanced EtherSwitch Module Software Licenses | или еквивалентно
1378 | L-ES3-24-48-IPS | IP Services Licn Upgd 24/48 Port FE ES3 EtherSwitch e Delive | или еквивалентно
1379 | SL-ES3G-24-48-IPS | IP Services License Upgrade 24/48 Port GE ES3 EtherSwitch | или еквивалентно
1380 | SL-ES3-24-48-IPS | IP Services License Upgrade 24/48 Port FE ES3 EtherSwitch | или еквивалентно
1381 | SL-ES3G-16-IPS | IP Services License Upgrade 16 Port GE ES3 EtherSwitch | или еквивалентно
1382 | SL-ES3-16-IPS | IP Services License Upgrade 16 Port FE ES3 EtherSwitch | или еквивалентно
|  | Cisco VPN Internal Service Module for 3900 ISR | или еквивалентно
1383 | ISM-VPN-39 | 3DES/AES/SUITE-B VPN Encryption module | или еквивалентно
|  | Cisco Integrated Customization Services (CICS) | или еквивалентно
1384 | C1900ISR-CICS-SL | Cisco Integrated Customization Services-1900 ISR (Silver) | или еквивалентно
1385 | C3900ISR-CICS-SL | Cisco Integrated Customization Services-3900 ISR (Silver) | или еквивалентно
|  | Cisco 3900 UCS E-Series Blade Server | или еквивалентно
1386 | UCS-E140DP-M1/K9 | UCS-E,DblWide,4CoreCPU,2x8G SD,1x8G RDIMM,1-2HDD,1PCIe | или еквивалентно
1387 | UCS-E140D-M1/K9 | UCS-E,DoubleWide,4CoreCPU,2x8G SD,1x8G RDIMM,1-3 HDD | или еквивалентно
1388 | UCS-E160DP-M1/K9 | UCS-E,DblWide,6CoreCPU,2x8G SD,1x8G RDIMM,1-2HDD,1PCIe | или еквивалентно
1389 | UCS-E140S-M1/K9 | UCS-E,SingleWide,4Cor CPU,2x8G SD,1x8GB UDIMM,1-2 HDD | или еквивалентно
1390 | UCS-E160D-M1/K9 | UCS-E,DoubleWide,6CoreCPU,2x8G SD,1x8G RDIMM,1-3 HDD | или еквивалентно
1391 | UCS-E160D-M1BUN/K9 | Promotional UCS-E160D-M1/K9 bundled with ISR-G2 | или еквивалентно
1392 | UCS-E140D-M1BUN/K9 | Promotional UCS-E140D-M1/K9 bundled with ISR-G2 | или еквивалентно
1393 | UCS-E140S-M1BUN/K9 | Promotional UCS-E140S-M1/K9 bundled with ISR-G2 | или еквивалентно
1394 | UCS-E160D-M1VDI/K9 | Promotional VDI Bundle - UCS-E160D-M1/K9 bundled with ISR-G2 | или еквивалентно
1395 | UCS-E140D-M1VDI/K9 | Promotional VDI Bundle - UCS-E140D-M1/K9 bundled with ISR-G2 | или еквивалентно
1396 | UCS-EN120S-M2/K9 | UCS E-Series NCE, 2C, 4-16GB RAM, 1-2 HDD, Service Module | или еквивалентно
1397 | UCS-E140S-M2/K9 | UCS-E,SingleWide,4Cor CPU,2x8GB SD,1x8GB UDIMM,1-2 HDD | или еквивалентно
1398 | UCS-E180D-M2/K9 | UCS-E,DoubleWide,8Core 1.8 GHzCPU,2x8G SD,1x8G RDIMM,1-3 HDD | или еквивалентно
1399 | UCS-E160D-M2/K9 | UCS-E,DoubleWide,6 Core CPU 2.0,2x8G SD,1x8GB RDIMM,1-3 HDD | или еквивалентно
1400 | UCS-EN120SM2BUN/K9 | Promotional UCS-EN120S-M2/K9 bundled with ISR-G2 | или еквивалентно
1401 | UCS-E140S-M2BUN/K9 | Promotional UCS-E140S-M2/K9 bundled with ISR-G2 | или еквивалентно
1402 | UCS-E160D-M2BUN/K9 | Promotional UCS-E160D-M2/K9 bundled with ISR-G2 | или еквивалентно
1403 | UCS-E180D-M2BUN/K9 | Promotional UCS-E180D-M2/K9 bundled with ISR-G2 | или еквивалентно
1404 | UCS-EN120E-54/K9 | UCS E-Series NCE DW-EHWIC, 2C Rangeley, 4GB RAM , 50GB HDD | или еквивалентно
1405 | UCS-EN120E-58/K9 | UCS E-Series NCE DW-EHWIC, 2C Rangeley, 8GB RAM , 50GB HDD | или еквивалентно
1406 | UCS-EN120E-108/K9 | UCS E-Series NCE DW-EHWIC, 2C Rangeley, 8GB RAM , 100GB HDD | или еквивалентно
1407 | UCS-EN120E-208/K9 | UCS E-Series NCE DW-EHWIC, 2C Rangeley, 8GB RAM , 200GB HDD | или еквивалентно
|  | Cisco 3900 UCS E-Series Server Options | или еквивалентно
1408 | E100D-HDD-SAS900G | 900 GB, SAS hard disk drive for DbleWide UCS-E | или еквивалентно
1409 | E100D-HDD-SATA1T | 1 TB, SATA hard disk drive for DoubleWide UCS-E | или еквивалентно
1410 | E100D-MEM-RDIMM4G | 4GB 1333MHz RDIMM/PC3-10600 2R for DoubleWide UCS-E | или еквивалентно
1411 | E100D-MEM-RDIMM8G | 8GB 1333MHz RDIMM/PC3-10600 2R for DoubleWide UCS-E | или еквивалентно
1412 | E100D-MEM-RDIM16G | 16GB, 1333MHz RDIMM/PC3-10600 2R for DoubleWide UCS-E | или еквивалентно
1413 | E100D-HDD-SSD200G | 200 GB, SAS SLC SSD hard disk drive for DblWide UCS-E | или еквивалентно
1414 | E100-PCIE10GEFCOE | 1 port SFP+,PCIe,10GE fiber,FCOE support,DblWide UCS-E | или еквивалентно
1415 | MSWS-2012ST-E-K9 | Windows Server 2012 Standard 64-bit for UCS E Series | или еквивалентно
1416 | E100D-SSD200-EMLC | 200 GB, SAS eMLC SSD hard disk drive for DblWide UCS-E | или еквивалентно
1417 | MSWS-2012R2ST-E | Windows Server 2012 R2 Standard 64-bit for UCS E Series | или еквивалентно
|  | Cisco 3900-AX Series Integrated Services Routers | или еквивалентно
1418 | C3925-AX/K9 | Cisco 3925 AX Bundle w/ App,SEC Lic | или еквивалентно
1419 | C3945E-AX/K9 | Cisco 3945E AX Bundle w/ App,SEC Lic | или еквивалентно
1420 | C3945-AX/K9 | Cisco 3945 AX Bundle w/ App,SEC Lic | или еквивалентно
1421 | C3925E-AX/K9 | Cisco 3925E AX Bundle w/ App,SEC Lic | или еквивалентно
1422 | C3945-AXV/K9 | Cisco 3945 AXV Bundle,PVDM3-64,APP,SEC,UC Lic,CUBE-25 | или еквивалентно
1423 | C3925-AXV/K9 | Cisco 3925 AXV Bundle,PVDM3-64,APP,SEC,UC Lic,CUBE-25 | или еквивалентно
|  | 1550 Series Outdoor Mesh Access Points | или еквивалентно
1424 | AIR-CAP1552E-E-K9 | 802.11N External Antenna Mesh Access Point, ETSI config | или еквивалентно
1425 | AIR-CAP1552C-E-K9 | 802.11N Outdoor Mesh Access Point Cable Modem, E Reg. Domain | или еквивалентно
1426 | AIR-CAP1552H-E-K9 | 802.11N Outdoor Mesh Access Point, Haz. Loc., E Reg. Domain | или еквивалентно
1427 | AIR-CAP1552I-E-K9 | 802.11N Outdoor Mesh Access Point, Int. Ant., E Reg. Domain | или еквивалентно
1428 | AIR-CAP1552EU-E-K9 | 802.11N Outdoor Access Point,Ext. Ant.,Uniband,E Reg. Dom. | или еквивалентно
|  | WLAN Controller: Virtual | или еквивалентно
1429 | L-AIR-CTVM-5-K9 | Cisco Virtual Wireless Controller(w/5 Access Points License) | или еквивалентно
|  | WLAN Controller | или еквивалентно
1430 | LIC-CT5508-250A | 250 AP Adder License for the 5508 Controller | или еквивалентно
1431 | LIC-CTIOS-1A | AP adder license for IOS based Wireless LAN Controllers | или еквивалентно
1432 | L-LIC-CTIOS-1A | AP adder license for IOS based Wireless LAN Controllers | или еквивалентно
|  | WLAN Controller: WiSM2 | или еквивалентно
1433 | WS-SVC-WISM2-1-K9 | Wireless Services Module:WiSM-2: w/ 100 AP Support License | или еквивалентно
1434 | WS-SVC-WISM2-3-K9 | Wireless Services Module:WiSM-2: w/ 300 AP Support License | или еквивалентно
1435 | WS-SVC-WISM2-5-K9 | Wireless Services Module:WiSM-2: w/ 500 AP Support License | или еквивалентно
1436 | WS-SVC-WISM2-HA-K9 | Cisco Wireless Services Module - WISM2 for High Availability | или еквивалентно
|  | WLAN Controller: WiSM2 Upgrade Licenses | или еквивалентно
1437 | LIC-WISM2-100A | 100 AP Adder License for WiSM-2 | или еквивалентно
1438 | LIC-WISM2-200A | 200 AP Adder License for WiSM-2 | или еквивалентно
|  | WLAN Controller: 5500 Series | или еквивалентно
1439 | AIR-CT5508-500-2PK | 2x AIR-CT5508-500-K9 | или еквивалентно
1440 | AIR-CT5508-500-K9 | Cisco 5508 Series Wireless Controller for up to 500 APs | или еквивалентно
1441 | AIR-CT5508-250-K9 | Cisco 5508 Series Wireless Controller for up to 250 APs | или еквивалентно
1442 | AIR-CT5508-100-K9 | Cisco 5508 Series Wireless Controller for up to 100 APs | или еквивалентно
1443 | AIR-CT5508-50-K9 | 5508 Series Controller for up to 50 APs | или еквивалентно
1444 | AIR-CT5508-25-K9 | Cisco 5508 Series Wireless Controller for up to 25 APs | или еквивалентно
1445 | AIR-CT5508-12-K9 | Cisco 5508 Series Wireless Controller for up to 12 APs | или еквивалентно
1446 | AIR-CT5508-HA-K9 | Cisco 5508 Series Wireless Controller for High Availability | или еквивалентно
1447 | C1-AIR-CT5508-K9 | Cisco ONE - 5500 series WLAN Controller w/ 0 AP lics | или еквивалентно
|  | WLAN Controller: 5500 Series Accessories | или еквивалентно
1448 | AIR-PWR-5500-AC | Cisco 5500 Series Wireless Controller Redundant Power Supply | или еквивалентно
1449 | AIR-CT5500-RK-MNT | Rack Mounting Kit for the Cisco 5500 Wireless Controller | или еквивалентно
|  | WLAN Controller: 5500 Series Upgrade Licenses | или еквивалентно
1450 | LIC-CT5508-25A | 25 AP Adder License for the 5508 Controller | или еквивалентно
1451 | LIC-CT5508-50A | 50 AP Adder License for the 5508 Controller | или еквивалентно
1452 | LIC-CT5508-100A | 100 AP Adder License for the 5508 Controller | или еквивалентно
1453 | LIC-CT5508-250A | 250 AP Adder License for the 5508 Controller | или еквивалентно
1454 | LIC-CT5508-5A | 5 AP Adder License for the 5508 Controller | или еквивалентно
|  | WLAN Controller: 2500 Series | или еквивалентно
1455 | AIR-CT2504-5-K9 | 2504 Wireless Controller with 5 AP Licenses | или еквивалентно
1456 | AIR-CT2504-15-K9 | 2504 Wireless Controller with 15 AP Licenses | или еквивалентно
1457 | AIR-CT2504-25-K9 | 2504 Wireless Controller with 25 AP Licenses | или еквивалентно
1458 | AIR-CT2504-50-K9 | 2504 Wireless Controller with 50 AP Licenses | или еквивалентно
1459 | LIC-CT2504-1A | 1 AP Adder Licenses for 2504 WLAN Controller | или еквивалентно
1460 | AIR-CT2504-HA-K9 | 2504 Wireless Controller for High Availability | или еквивалентно
|  | WLAN Controller: 2500 Series Upgrade Licenses | или еквивалентно
1461 | LIC-CT2504-5A | 5 AP Adder Licenses for 2504 WLAN Controller | или еквивалентно
1462 | LIC-CT2504-25A | 25 AP Adder Licenses for 2504 WLAN Controller | или еквивалентно
1463 | LIC-CT2504-1A | 1 AP Adder Licenses for 2504 WLAN Controller | или еквивалентно
|  | WLAN Controller: 2500 Series Accessories | или еквивалентно
1464 | AIR-CT2504-RMNT | 2504 Wireless Controller Rack Mount Bracket | или еквивалентно
|  | Antennas - 2.4 GHz | или еквивалентно
1465 | AIR-ANT1728 | 2.4 GHz, 5.2 dBi Ceiling Omni Ant. w/RP-TNC Connector | или еквивалентно
1466 | AIR-ANT1949 | 2.4 GHz, 13.5 dBi Yagi Mast Mount Ant. w/ RP-TNC Connector | или еквивалентно
1467 | AIR-ANT2480V-N | 2400-2483.5 MHz, 8.0 dBi Omni Ant. with N Connect | или еквивалентно
1468 | AIR-ANT2506 | 2.4 GHz, 5.2 dBi Mast Mount Omni Ant w/RP-TNC Connector | или еквивалентно
1469 | AIR-ANT4941 | 2.4 GHz 2.2 dBi Swivel Dipole Antenna Black, RP-TNC | или еквивалентно
1470 | AIR-ANT2414S-R | 2.4 GHz, 14 dBi Sector Antenna w/RP-TNC Connector | или еквивалентно
1471 | AIR-ANT24120 | 2.4 GHz,12 dBi Omni Mast Mt. Antenna w/RP-TNC Connector | или еквивалентно
1472 | AIR-ANT2410Y-R | 2.4 GHz,10 dBi Yagi with RP-TNC Connector | или еквивалентно
1473 | AIR-ANT2460P-R | 2.4 GHz, 6 dBi Patch Antenna w/RP-TNC Connector | или еквивалентно
1474 | AIR-ANT2465P-R | 2.4 GHz, 6.5 dBi Diversity Patch Antenna w/RP-TNC Connectors | или еквивалентно
1475 | AIR-ANT2485P-R | 2.4 GHz, 8.5 dBi Patch Antenna w/ RP-TNC Connector | или еквивалентно
1476 | AIR-ANT2422DB-R | 2.4 GHz 2.2 dBi Swivel Dipole Antenna Black, RP-TNC | или еквивалентно
1477 | AIR-ANT2422SDW-R | 2.4 GHz 2.2 dBi Low Profile Monopole Antenna White, RP-TNC | или еквивалентно
1478 | AIR-ANT2422DG-R | 2.4 GHz 2.2 dBi Straight Dipole Antenna Gray, RP-TNC | или еквивалентно
1479 | AIR-ANT2422DW-R | 2.4 GHz 2.2 dBi Swivel Dipole Antenna White, RP-TNC | или еквивалентно
1480 | AIR-ANT2450V-N-HZ | 2.4 GHz 5 dBi Omni Antenna, N conn, HazLoc | или еквивалентно
|  | Antennas - 5 GHz | или еквивалентно
1481 | AIR-ANT5135D-R | 5 GHz 3.5 dBi Swivel Dipole Antenna Black, RP-TNC | или еквивалентно
1482 | AIR-ANT5135DB-R | 5 GHz 3.5 dBi Swivel Dipole Antenna Black, RP-TNC | или еквивалентно
1483 | AIR-ANT5135SDW-R | 5 GHz 3.5 dBi Low Profile Monopole Antenna White, RP-TNC | или еквивалентно
1484 | AIR-ANT5145V-R | 5 GHz 4.5dBi Diversity Omni w/RP-TNC connector | или еквивалентно
1485 | AIR-ANT5160V-R | 5GHz 6dBi Omni Antenna w/RP-TNC connector | или еквивалентно
1486 | AIR-ANT5170P-R | 5Ghz 7dBi Diversity Patch Antenna w/RP-TNC connectors | или еквивалентно
1487 | AIR-ANT5180V-N | 4900-5850 MHz, 8.0 dBi Omni with N Connect | или еквивалентно
1488 | AIR-ANT5195P-R | 5GHz 9.5dBi Patch Antenna w/RP-TNC connector | или еквивалентно
1489 | AIR-ANT5135DW-R | 5 GHz 3.5 dBi Swivel Dipole Antenna White, RP-TNC | или еквивалентно
1490 | AIR-ANT5135DG-R | 5 GHz 3.5 dBi Straight Dipole Antenna Gray, RP-TNC | или еквивалентно
|  | Antenna Cable | или еквивалентно
1491 | AIR-CAB020LL-R | 20 ft LOW LOSS CABLE ASSEMBLY W/RP-TNC CONNECTORS | или еквивалентно
1492 | AIR-CAB050LL-R | 50 ft. LOW LOSS CABLE ASSEMBLY W/RP-TNC CONNECTORS | или еквивалентно
1493 | AIR-CAB100ULL-R | 100 ft. ULTRA LOW LOSS CABLE ASSEMBLY W/RP-TNC CONNECTORS | или еквивалентно
1494 | AIR-CAB150ULL-R | 150 ft. ULTRA LOW LOSS CABLE ASSEMBLY W/RP-TNC CONNECTORS | или еквивалентно
|  | Antenna and Cable Accessories | или еквивалентно
1495 | AIR-ACC2537-060 | 60 in (1.5m) RP-TNC Ant. Cable w/Mounting Bracket | или еквивалентно
1496 | AIR-ACC2662 | Antenna Mount for use with ANT1949 and ANT5195 | или еквивалентно
1497 | AIR-ACC245LA-R | 2.4 and 5 GHz Lightning Arrestor, RP-TNC Connector | или еквивалентно
1498 | AIR-CAB005LL-R-N | 5 ft Low Loss RF cable w/RP-TNC and N-type connectors | или еквивалентно
|  | Mobility Services Engine - Software | или еквивалентно
1499 | AIR-CAS-1KC-K9 | Context Aware Engine for Clients License For 1K Clients | или еквивалентно
1500 | L-MSE-7.0-K9 | MSE Virtual Appliance (Please select L-MSE-PAK for MSE Lic) | или еквивалентно
1501 | L-CAS-1KC | Context Aware Lic For 1000 Devices (RSSI based) - E Delivery | или еквивалентно
1502 | L-AD-LS-1000AP | 1000 AP CMX License (Advanced Location Services licenses) | или еквивалентно
1503 | L-LS-1AP | 1 AP Base Location Services license | или еквивалентно
1504 | L-AD-LS-100AP | 100 AP CMX License (Advanced Location Services license) | или еквивалентно
1505 | L-AD-LS-1AP | 1 AP CMX License (Advanced Location Services license) | или еквивалентно
1506 | L-LS-100AP | 100 AP Base Location Services license | или еквивалентно
1507 | L-WIPS-MM-1AP | 1 AP WIPS Monitor Mode license | или еквивалентно
1508 | L-WIPS-ELM-1AP | 1 AP WIPS Enhanced Local Mode license | или еквивалентно
1509 | L-UPG-LS-1AP | 1 AP Advance Location Upgrade license | или еквивалентно
1510 | L-WIPS-ELM-1000AP | 1000 AP WIPS Enhanced Local Mode licenses | или еквивалентно
1511 | L-WIPS-ELM-100AP | 100 AP WIPS Enhanced Local Mode licenses | или еквивалентно
|  | 3700I Series Access Points: Dual Band | или еквивалентно
1512 | AIR-CAP3702I-E-K9 | 802.11ac Ctrlr AP 4x4:3SS w/CleanAir; Int Ant; E Reg Domain | или еквивалентно
|  | 3700E Series Access Points: Dual Band | или еквивалентно
1513 | AIR-CAP3702E-E-K9 | 802.11ac Ctrlr AP 4x4:3SS w/CleanAir; Ext Ant; E Reg Domain | или еквивалентно
|  | 2700 Series Access Points | или еквивалентно
1514 | AIR-CAP2702E-E-K9 | 802.11ac CAP w/CleanAir; 3x4:3SS; Ext Ant; E Domain | или еквивалентно
1515 | AIR-CAP2702I-E-K9 | 802.11ac CAP w/CleanAir; 3x4:3SS; Int Ant; E Reg Domain | или еквивалентно
|  | Wired/Wireless Bundles | или еквивалентно
1516 | ONENTWK-ADV-10-50 | 10xC3850-48PW-S, 50xAP3700, 2xCT5508-50, MSE | или еквивалентно
1517 | ONENTWK-BASE-10-50 | 10xC2960X-48FPD-L, 50xAP2702, 2xCT5508-50 | или еквивалентно
1518 | ONENTWK-BASE-02-10 | Bundle 2xC2960X-48FPD-L, 10xAP2702I Multi Domain | или еквивалентно
1519 | ONENTWK-PLUS-02-10 | Bundle 2xC3850-48PW-S, 10xAP3702 Multi Domain | или еквивалентно
1520 | ONENTWK-ADV-02-05 | Bundle 2xWS-C3650-24PWD-S, 5xAP3702I Multi Domain | или еквивалентно
1521 | ONENTWK-BASE-02-05 | Base Bundle 2xC2960X-24PD-L, 5xAP2702I/E Multidomain | или еквивалентно
|  | 3700P Series Access Points: Dual Band | или еквивалентно
1522 | AIR-CAP3702P-E-K9 | 802.11ac Ctrlr AP 4x4:3SS w/CleanAir;Pro-install;E Reg Dom. | или еквивалентно
|  | Cisco Prime Infrastructure | или еквивалентно
1523 | L-PI2X-AS-1K | Prime Infrastructure 2.x - Assurance - 1K Device Lic | или еквивалентно
1524 | L-PI2X-AS-25 | Prime Infrastructure 2.x - Assurance - 25 Device Lic | или еквивалентно
1525 | L-PI2X-AS-500 | Prime Infrastructure 2.x - Assurance - 500 Device Lic | или еквивалентно
1526 | L-PI2X-BASE | Prime Infrastructure 2.x Base License | или еквивалентно
1527 | L-PI2X-CL | Prime Infrastructure 2.x - Collector License | или еквивалентно
1528 | L-PI2X-CM-100 | Prime Infrastructure 2.x - Compliance - 100 Device Lic | или еквивалентно
1529 | L-PI2X-CM-25 | Prime Infrastructure 2.x - Compliance - 25 Device Lic | или еквивалентно
1530 | L-PI2X-CM-50 | Prime Infrastructure 2.x - Compliance - 50 Device Lic | или еквивалентно
1531 | L-PI2X-CM-500 | Prime Infrastructure 2.x - Compliance - 500 Device Lic | или еквивалентно
1532 | L-PI2X-GW | Prime Infrastructure 2.x Plug-and-Play Gateway RTU | или еквивалентно
1533 | L-PI2X-HA | Prime Infrastructure 2.x - High Availability RTU | или еквивалентно
1534 | L-PI2X-LF-100 | Prime Infrastructure 2.x - Lifecycle - 100 Device Lic | или еквивалентно
1535 | L-PI2X-LF-1K | Prime Infrastructure 2.x - Lifecycle - 1K Device Lic | или еквивалентно
1536 | L-PI2X-LF-500 | Prime Infrastructure 2.x - Lifecycle - 500 Device Lic | или еквивалентно
1537 | L-PI2X-N-BASE | Prime Infrastructure 2.x Base License, No Node Lock | или еквивалентно
1538 | L-PI2X-CL | Prime Infrastructure 2.x - Collector License | или еквивалентно
1539 | L-PI2X-OC-BASE-K9 | Prime Infrastructure 2.x Oper Cntr Base | или еквивалентно
1540 | L-PI2X-OPRCTR-1 | Prime Infrastructure 2.x - Oper Cntr 1 Srv | или еквивалентно
1541 | R-PI22-SW-K9 | Prime Infrastructure 2.2 Software | или еквивалентно
1542 | R-PI2X-K9 | Cisco Prime Infrastructure 2.x | или еквивалентно
|  | Cisco Email Security Appliance | или еквивалентно
1543 | ESA-C170-K9 | ESA C170 Email Security Appliance with Software | или еквивалентно
1544 | ESA-C380-K9 | ESA C380 Email Security Appliance with Software | или еквивалентно
|  | Cisco Email Security Appliance Accesories | или еквивалентно
1545 | CCS-HD-300GB- | Cisco Content Sec 300 GB HD for ESA Cx70, X1070, SMA M670 | или еквивалентно
1546 | CCS-RAIL= | Cisco Content Security Spare Rail Kit | или еквивалентно
|  | Cisco Email Security Appliance Image Analyzer Licenses | или еквивалентно
1547 | ESA-IA-1Y-S4 | Email Image Analyzer 1YR Lic Key, 1K-1999 Users | или еквивалентно
1548 | ESA-IA-1Y-S3 | Email Image Analyzer 1YR Lic Key, 500-999 Users | или еквивалентно
1549 | ESA-IA-3Y-S4 | Email Image Analyzer 3YR Lic Key, 1K-1999 Users | или еквивалентно
1550 | ESA-IA-3Y-S3 | Email Image Analyzer 3YR Lic Key, 500-999 Users | или еквивалентно
|  | Cisco Email Security Appliance Inbound Essentials SW Bundle | или еквивалентно
1551 | ESA-ESI-1Y-S3 | Inbound Essentials Bundle(AS+AV+OF) 1YR Lic, 500-999 Users | или еквивалентно
1552 | ESA-ESI-3Y-S4 | Inbound Essentials Bundle(AS+AV+OF) 3YR Lic, 1K-1999 Users | или еквивалентно
1553 | ESA-ESI-3Y-S3 | Inbound Essentials Bundle(AS+AV+OF) 3YR Lic, 500-999 Users | или еквивалентно
1554 | ESA-ESI-1Y-S4 | Inbound Essentials Bundle(AS+AV+OF) 1YR Lic, 1K-1999 Users | или еквивалентно
|  | Cisco Email Security Appliance Premium SW Bundle License | или еквивалентно
1555 | ESA-ESP-1Y-S4 | Premium SW Bundle(AS+AV+OF+ENC+DLP) 1YR Lic, 1K-1999 Users | или еквивалентно
1556 | ESA-ESP-1Y-S3 | Premium SW Bundle(AS+AV+OF+ENC+DLP) 1YR Lic, 500-999 Users | или еквивалентно
1557 | ESA-ESP-3Y-S4 | Premium SW Bundle(AS+AV+OF+ENC+DLP) 3YR Lic, 1K-1999 Users | или еквивалентно
1558 | ESA-ESP-3Y-S3 | Premium SW Bundle(AS+AV+OF+ENC+DLP) 3YR Lic, 500-999 Users | или еквивалентно
|  | Cisco Email Security Appliance Outbound SW Bundle License | или еквивалентно
1559 | ESA-ESO-3Y-S4 | ESA Outbound SW Bundle(ENC+DLP) 3YR Lic, 1K-1999 Users | или еквивалентно
1560 | ESA-ESO-3Y-S3 | ESA Outbound SW Bundle(ENC+DLP) 3YR Lic, 500-999 Users | или еквивалентно
1561 | ESA-ESO-1Y-S4 | ESA Outbound SW Bundle(ENC+DLP) 1YR Lic, 1K-1999 Users | или еквивалентно
1562 | ESA-ESO-1Y-S3 | ESA Outbound SW Bundle(ENC+DLP) 1YR Lic, 500-999 Users | или еквивалентно
|  | Cisco Email Sec. Appl. Advanced Malware Protection Licenses | или еквивалентно
1563 | ESA-AMP-3Y-S3 | Email Advanced Malware Protection 3YR Lic Key, 500-999 Users | или еквивалентно
1564 | ESA-AMP-1Y-S3 | Email Advanced Malware Protection 1YR Lic Key, 500-999 Users | или еквивалентно
1565 | ESA-AMP-3Y-S4 | Email Advanced Malware Protection 3YR Lic Key, 1K-1999 Users | или еквивалентно
1566 | ESA-AMP-1Y-S4 | Email Advanced Malware Protection 1YR Lic Key, 1K-1999 Users | или еквивалентно
1567 | ESA-AMP-3Y-S6-PR | ESA AMP Promo 3YR Lic Key, 3K-3999 Users | или еквивалентно
|  | Cisco FireSIGHT Management Center Appliances | или еквивалентно
1568 | FS750-K9 | Cisco FireSIGHT Management Center 750 Chassis, 1U | или еквивалентно
1569 | FS1500-K9 | Cisco FireSIGHT Management Center 1500 Chassis, 1U | или еквивалентно
|  | Cisco FireSIGHT Management Center Virtual Software | или еквивалентно
1570 | FS-VMW-SW-K9 | Cisco FireSIGHT Management Center,Virtual(VMWare) FSIGHT Lic | или еквивалентно
|  | Cisco FireSIGHT Management Center License | или еквивалентно
1571 | FS750-FSIGHT-LIC | Cisco FireSIGHT Management Center 750 Software License | или еквивалентно
1572 | FS1500-FSIGHT-LIC | Cisco FireSIGHT Management Center 1500 Software License | или еквивалентно
|  | Cisco FireSIGHT Management Center Accessories | или еквивалентно
1573 | FS-PWR-AC-650W- | Cisco FireSIGHT 650W AC Power Supply | или еквивалентно
|  | Cisco Identity Services Engine Virtual Machine | или еквивалентно
1574 | ISE-VM-K9= | Cisco Identity Services Engine Virtual Machine Image | или еквивалентно
1575 | ISE-5VM-K9= | Cisco Identity Services Engine 5 Bundle VM SKU | или еквивалентно
|  | Cisco Identity Services Engine Base Licenses | или еквивалентно
1576 | L-ISE-BSE-2500= | Cisco Identity Services Engine 2500 EndPoint Base License | или еквивалентно
1577 | L-ISE-BSE-3500= | Cisco Identity Services Engine 3500 EndPoint Base License | или еквивалентно
1578 | L-ISE-BSE-5K= | Cisco Identity Services Engine 5000 EndPoint Base License | или еквивалентно
1579 | L-ISE-BSE-100= | Cisco Identity Services Engine 100 EndPoint Base License | или еквивалентно
1580 | L-ISE-BSE-250= | Cisco Identity Services Engine 250 EndPoint Base License | или еквивалентно
1581 | L-ISE-BSE-500= | Cisco Identity Services Engine 500 EndPoint Base License | или еквивалентно
1582 | L-ISE-BSE-1500= | Cisco Identity Services Engine 1500 EndPoint Base License | или еквивалентно
1583 | L-ISE-BSE-1K= | Cisco Identity Services Engine 1000 EndPoint Base License | или еквивалентно
|  | Cisco Secure Network Server | или еквивалентно
1584 | SNS-3415-K9 | Small Secure Network Server for ISE, NAC, & ACS Applications | или еквивалентно
1585 | SNS-3495-K9 | Large Secure Server for ISE, ACS and NAC Applications | или еквивалентно
1586 | SW-3495-ISE-K9 | Cisco ISE Software for SNS-3495-K9 | или еквивалентно
1587 | SW-3415-ISE-K9 | Cisco ISE Software for the SNS-3415-K9 | или еквивалентно
|  | Cisco ISE Plus Subscription Licenses | или еквивалентно
1588 | L-ISE-PLS-S-5K= | Cisco ISE 5K Endpoint Plus Subscription License | или еквивалентно
1589 | L-ISE-PLS-S-1K= | Cisco ISE 1K Endpoint Plus Subscription License | или еквивалентно
1590 | L-ISE-PLS-S-250K= | Cisco ISE 250K Endpoint Plus Subscription License | или еквивалентно
1591 | L-ISE-PLS-S-500= | Cisco ISE 500 Endpoint Plus Subscription License | или еквивалентно
1592 | L-ISE-PLS-S-250= | Cisco ISE 250 Endpoint Plus Subscription License | или еквивалентно
1593 | L-ISE-PLS-S-2500= | Cisco ISE 2500 Endpoint Plus Subscription License | или еквивалентно
1594 | L-ISE-PLS-S-3500= | Cisco ISE 3500 Endpoint Plus Subscription License | или еквивалентно
1595 | L-ISE-PLS-S-100= | Cisco ISE 100 Endpoint Plus Subscription License | или еквивалентно
1596 | L-ISE-PLS-S-1500= | Cisco ISE 1500 Endpoint Plus Subscription License | или еквивалентно
|  | Cisco ISE Plus Subscription Term Options | или еквивалентно
1597 | ISE-PLS-3YR-1500 | Cisco ISE 3-Yr 1500 Endpoint Plus License | или еквивалентно
1598 | ISE-PLS-3YR-500 | Cisco ISE 3-Yr 500 Endpoint Plus License | или еквивалентно
1599 | ISE-PLS-3YR-250 | Cisco ISE 3-Yr 250 Endpoint Plus License | или еквивалентно
1600 | ISE-PLS-3YR-2500 | Cisco ISE 3-Yr 2500 Endpoint Plus License | или еквивалентно
1601 | ISE-PLS-3YR-5K | Cisco ISE 3-Yr 5K Endpoint Plus License | или еквивалентно
1602 | ISE-PLS-3YR-100 | Cisco ISE 3-Yr 100 Endpoint Plus License | или еквивалентно
1603 | ISE-PLS-3YR-3500 | Cisco ISE 3-Yr 3500 Endpoint Plus License | или еквивалентно
1604 | ISE-PLS-3YR-1K | Cisco ISE 3-Yr 1K Endpoint Plus License | или еквивалентно
1605 | ISE-PLS-1YR-1K | Cisco ISE 1-Yr 1K Endpoint Plus License | или еквивалентно
1606 | ISE-PLS-1YR-5K | Cisco ISE 1-Yr 5K Endpoint Plus License | или еквивалентно
1607 | ISE-PLS-1YR-1500 | Cisco ISE 1-Yr 1500 Endpoint Plus License | или еквивалентно
1608 | ISE-PLS-1YR-500 | Cisco ISE 1-Yr 500 Endpoint Plus License | или еквивалентно
1609 | ISE-PLS-1YR-250 | Cisco ISE 1-Yr 250 Endpoint Plus License | или еквивалентно
1610 | ISE-PLS-1YR-2500 | Cisco ISE 1-Yr 2500 Endpoint Plus License | или еквивалентно
1611 | ISE-PLS-1YR-100 | Cisco ISE 1-Yr 100 Endpoint Plus License | или еквивалентно
1612 | ISE-PLS-1YR-3500 | Cisco ISE 1-Yr 3500 Endpoint Plus License | или еквивалентно
|  | Cisco ISE Apex Subscription License | или еквивалентно
1613 | L-ISE-APX-S-250K= | Cisco ISE 250K Endpoint Apex Subscription License | или еквивалентно
1614 | L-ISE-APX-S-50K= | Cisco ISE 50K Endpoint Apex Subscription License | или еквивалентно
1615 | L-ISE-APX-S-5K= | Cisco ISE 5K Endpoint Apex Subscription License | или еквивалентно
1616 | L-ISE-APX-S-500= | Cisco ISE 500 Endpoint Apex Subscription License | или еквивалентно
1617 | L-ISE-APX-S-10K= | Cisco ISE 10K Endpoint Apex Subscription License | или еквивалентно
1618 | L-ISE-APX-S-1500= | Cisco ISE 1500 Endpoint Apex Subscription License | или еквивалентно
1619 | L-ISE-APX-S-25K= | Cisco ISE 25K Endpoint Apex Subscription License | или еквивалентно
1620 | L-ISE-APX-S-250= | Cisco ISE 250 Endpoint Apex Subscription License | или еквивалентно
1621 | L-ISE-APX-S-3500= | Cisco ISE 3500 Endpoint Apex Subscription License | или еквивалентно
1622 | L-ISE-APX-S-100K= | Cisco ISE 100K Endpoint Apex Subscription License | или еквивалентно
1623 | L-ISE-APX-S-100= | Cisco ISE 100 Endpoint Apex Subscription License | или еквивалентно
1624 | L-ISE-APX-S-2500= | Cisco ISE 2500 Endpoint Apex Subscription License | или еквивалентно
1625 | L-ISE-APX-S-1K= | Cisco ISE 1K Endpoint Apex Subscription License | или еквивалентно
|  | Cisco ISE Apex Subscription Term Options | или еквивалентно
1626 | ISE-APX-5YR-100 | Cisco ISE 100 Endpoint Apex Subscription License | или еквивалентно
1627 | ISE-APX-5YR-250 | Cisco ISE 250 Endpoint Apex Subscription License | или еквивалентно
1628 | ISE-APX-5YR-2500 | Cisco ISE 2500 Endpoint Apex Subscription License | или еквивалентно
1629 | ISE-APX-5YR-3500 | Cisco ISE 3500 Endpoint Apex Subscription License | или еквивалентно
1630 | ISE-APX-5YR-1500 | Cisco ISE 1500 Endpoint Apex Subscription License | или еквивалентно
1631 | ISE-APX-5YR-1K | Cisco ISE 1K Endpoint Apex Subscription License | или еквивалентно
1632 | ISE-APX-5YR-500 | Cisco ISE 500 Endpoint Apex Subscription License | или еквивалентно
1633 | ISE-APX-5YR-5K | Cisco ISE 5K Endpoint Apex Subscription License | или еквивалентно
|  | Cisco ASA 5500 Series Firewall Edition Bundles | или еквивалентно
1634 | ASA5585-S20X-K9 | ASA 5585-X Chas with SSP20,8GE,2SFP+,2GE Mgt,2 AC,3DES/AES | или еквивалентно
1635 | ASA5585S40-10K-K9 | ASA 5585-X Ch w/SSP40,10K SSL,6 GE,4 10G,2 Mgmt,1AC,3DES/AES | или еквивалентно
1636 | ASA5585-S10-K9 | ASA 5585-X Chassis with SSP10, 8GE, 2GE Mgt, 1 AC, 3DES/AES | или еквивалентно
1637 | ASA5585-S10X-K9 | ASA 5585-X Chas with SSP10,8GE,2SFP+,2GE Mgt,2 AC,3DES/AES | или еквивалентно
1638 | ASA5585-S40-K9 | ASA 5585-X Chas with SSP40,6GE,4SFP+,2GE Mgt,1 AC,3DES/AES | или еквивалентно
1639 | ASA5585-S60-2A-K9 | ASA 5585-X Chas w/ SSP60,6 GE,4 SFP+,2 GE Mgt,2 AC,3DES/AES | или еквивалентно
1640 | ASA5585-S40-2A-K9 | ASA 5585-X Chas with SSP40,6GE,4SFP+,2GE Mgt,2 AC,3DES/AES | или еквивалентно
1641 | ASA5585-S20-K9 | ASA 5585-X Chassis with SSP20,8GE,2 SFP,2 Mgt,1 AC, 3DES/AES | или еквивалентно
1642 | ASA5585-S40-2D-K9 | ASA 5585-X Chas with SSP40,6GE,4SFP+,2GE Mgt,2 DC,3DES/AES | или еквивалентно
1643 | ASA5585-S60-2D-K9 | ASA 5585-X Chas with SSP60,6GE,4SFP+,2GE Mgt,2 DC,3DES/AES | или еквивалентно
|  | Cisco ASA 5550 Series Unified Communications Licenses | или еквивалентно
1644 | ASA-UC-24 | ASA 5500 UC Proxy 24 Session License | или еквивалентно
1645 | ASA-UC-50 | ASA 5500 UC Proxy 50 Session License | или еквивалентно
1646 | ASA-UC-100 | ASA 5500 UC Proxy 100 Session License | или еквивалентно
1647 | ASA-UC-250 | ASA 5500 UC Proxy 250 Session License | или еквивалентно
1648 | ASA-UC-500 | ASA 5500 UC Proxy 500 Session License | или еквивалентно
1649 | ASA-UC-750 | ASA 5500 UC Proxy 750 Session License | или еквивалентно
1650 | ASA-UC-1000 | ASA 5500 UC Proxy 1000 Session License | или еквивалентно
1651 | ASA-UC-2000 | ASA 5500 UC Proxy 2000 Session License | или еквивалентно
1652 | ASA-UC-5000 | ASA 5500 UC Proxy 5000 Session License | или еквивалентно
1653 | ASA-UC-10000 | ASA 5500 UC Proxy 10000 Session License | или еквивалентно
1654 | ASA5580-ME-K9 | ASA 5580 Intercompany Media Engine K9 License | или еквивалентно
1655 | ASA5585-ME-K9 | ASA 5585-X Intercompany Media Engine K9 License | или еквивалентно
1656 | ASA5525-ME-K9 | ASA 5525-X Intercompany Media Engine K9 License | или еквивалентно
1657 | ASA5545-ME-K9 | ASA 5545-X Intercompany Media Engine K9 License | или еквивалентно
1658 | ASA5555-ME-K9 | ASA 5555-X Intercompany Media Engine K9 License | или еквивалентно
|  | Cisco ASA 5500 Series VPN Edition Bundles | или еквивалентно
1659 | ASA5585S20-10K-K9 | ASA 5585-X Chas w/ SSP20,10K SSL,8 GE,2 GE Mgmt,1AC,3DES/AES | или еквивалентно
1660 | ASA5585S60-10K-K9 | ASA 5585-X Ch w/SSP60,10K SSL,6 GE,4 10G,2 Mgmt,2AC,3DES/AES | или еквивалентно
1661 | ASA5585-S10-5K-K9 | ASA 5585-X Chas w SSP-10,5K SSL,8 GE,2 GE Mgmt,1AC,3DES/AES | или еквивалентно
1662 | ASA5585S40-10K-K9 | ASA 5585-X Ch w/SSP40,10K SSL,6 GE,4 10G,2 Mgmt,1AC,3DES/AES | или еквивалентно
1663 | ASA5555VPN-PM5KK9 | ASA 5555-X w/5000 AnyConnect Premium and Mobile | или еквивалентно
1664 | ASA5555VPN-PM25HK9 | ASA 5555-X w/2500 AnyConnect Premium and Mobile | или еквивалентно
1665 | ASA5545VPN-PM25HK9 | ASA 5545-X w/2500 AnyConnect Premium and Mobile | или еквивалентно
1666 | ASA5545VPN-PM1KK9 | ASA 5545-X w/1000 AnyConnect Premium and Mobile | или еквивалентно
1667 | ASA5525VPN-PM500K9 | ASA 5525-X w/500 AnyConnect Premium and Mobile | или еквивалентно
1668 | ASA5525VPN-PM250K9 | ASA 5525-X w/250 AnyConnect Premium and Mobile | или еквивалентно
1669 | ASA5545VPN-EM25HK9 | ASA 5545-X w/2500 AnyConnect Essentials and Mobile | или еквивалентно
1670 | ASA5525VPN-EM750K9 | ASA 5525-X w/750 AnyConnect Essentials and Mobile | или еквивалентно
1671 | ASA5555VPN-EM5KK9 | ASA 5555-X w/5000 AnyConnect Essentials and Mobile | или еквивалентно
|  | Cisco ASA 5500 Series Security Services Modules | или еквивалентно
1672 | ASA-AIP-10-INC-K9 | ^ASA 5500 AIP Security Services Module-10 included w/ bundles | или еквивалентно
1673 | ASA-AIP-20-INC-K9 | ^ASA 5500 AIP Security Services Module-20 included w/ bundles | или еквивалентно
1674 | ASA-AIP-40-INC-K9 | ASA 5500 AIP Security Services Module-40 included w/ bundles | или еквивалентно
1675 | ASA-CSC-10-INC-K9 | ^ASA 5500 CSC Security Services Module-10 included w/ bundles | или еквивалентно
1676 | ASA-CSC-20-INC-K9 | ^ASA 5500 CSC Security Services Module-20 included w/ bundles | или еквивалентно
|  | Cisco ASA 5585 Security Appliance Interface Modules | или еквивалентно
1677 | ASA5585-NM-20-1GE | ASA 5585-X Half Width Network Module with 20 1 GE ports | или еквивалентно
1678 | ASA5585-NM-4-10GE | ASA 5585-X Half Width Network Module with 4 SFP+ ports | или еквивалентно
1679 | ASA5585-NM-8-10GE | ASA 5585-X Half Width Network Module with 8 SFP+ ports | или еквивалентно
|  | Cisco ASA 5500 Series Security Context Feature Licenses | или еквивалентно
1680 | ASA5500-SC-5 | ASA 5500 5 Security Contexts License | или еквивалентно
1681 | ASA5500-SC-10 | ASA 5500 10 Security Contexts License | или еквивалентно
1682 | ASA5500-SC-20 | ASA 5500 20 Security Contexts License | или еквивалентно
1683 | ASA5500-SC-50 | ASA 5500 50 Security Contexts License | или еквивалентно
1684 | ASA5500-SC-100 | ASA 5500 100 Security Contexts License | или еквивалентно
1685 | ASA5500-SC-250 | ASA 5500 250 Security Contexts License | или еквивалентно
|  | Cisco ASA 5500 Series Platform License | или еквивалентно
1686 | ASA5585-SEC-PL | ASA 5585-X Security Plus License (Enables 10G SFP+ Ports) | или еквивалентно
1687 | L-ASAV30-STDK9-4 | ASAv30 4-pack with Standard Tier licenses (eDelivery) | или еквивалентно
1688 | L-ASAV10-STDK9-16 | ASAv10 16-pack with Standard Tier licenses (eDelivery) | или еквивалентно
1689 | L-ASAV10-STDK9 | ASAv10 with Standard Tier licenses (eDelivery) | или еквивалентно
1690 | L-ASAV30-STDK9 | ASAv30 with Standard Tier licenses (eDelivery) | или еквивалентно
1691 | ASA5506-SEC-PL | ASA 5506-X Sec. Plus Lic. w/ HA, Sec Ctxt, more VLAN + Conns | или еквивалентно
1692 | ASA5508-SEC-PL | ASA 5508-X Sec. Plus Lic. w/ HA, Sec Ctxt, more VLAN + Conns | или еквивалентно
1693 | L-ASAV5S-STD-8 | ASAv5 8-pack with Standard Tier licenses (eDelivery) | или еквивалентно
1694 | L-ASAV10S-STD | ASAv10 with Standard Tier licenses (eDelivery) | или еквивалентно
1695 | L-ASAV30S-STD | ASAv30 with Standard Tier licenses (eDelivery) | или еквивалентно
1696 | L-ASAV30S-STD-4 | ASAv30 4-pack with Standard Tier licenses (eDelivery) | или еквивалентно
1697 | L-ASAV10S-STD-16 | ASAv10 16-pack with Standard Tier licenses (eDelivery) | или еквивалентно
1698 | ASA5506H-SEC-PL | ASA 5506H-X Sec. Plus License | или еквивалентно
|  | Premium Shared VPN Server Licenses | или еквивалентно
1699 | ASA-VPNS-500 | Premium Shared VPN Server License - 500 users | или еквивалентно
1700 | ASA-VPNS-1000 | Premium Shared VPN Server License - 1000 users | или еквивалентно
1701 | ASA-VPNS-2500 | Premium Shared VPN Server License - 2500 users | или еквивалентно
1702 | ASA-VPNS-5000 | Premium Shared VPN Server License - 5000 users | или еквивалентно
1703 | ASA-VPNS-7500 | Premium Shared VPN Server License - 7500 users | или еквивалентно
1704 | ASA-VPNS-10K | Premium Shared VPN Server License - 10K users | или еквивалентно
1705 | ASA-VPNS-20K | Premium Shared VPN Server License - 20K users | или еквивалентно
1706 | ASA-VPNS-30K | Premium Shared VPN Server License - 30K users | или еквивалентно
1707 | ASA-VPNS-40K | Premium Shared VPN Server License - 40K users | или еквивалентно
1708 | ASA-VPNS-50K | Premium Shared VPN Server License - 50K users | или еквивалентно
1709 | ASA-VPNS-100K | Premium Shared VPN Server License - 100K users | или еквивалентно
|  | VPN Phone Licenses | или еквивалентно
1710 | ASA-AC-PH-5580 | AnyConnect VPN Phone License - ASA 5580 (req. Premium lic.) | или еквивалентно
1711 | ASA-AC-PH-5585 | AnyConnect VPN Phone - ASA 5585-X (req. Premium lic.) | или еквивалентно
1712 | ASA-AC-PH-5525 | AnyConnect VPN Phone License - ASA 5525-X (req Premium lic) | или еквивалентно
1713 | ASA-AC-PH-5545 | AnyConnect VPN Phone License - ASA 5545-X (req Premium lic) | или еквивалентно
1714 | ASA-AC-PH-5555 | AnyConnect VPN Phone License - ASA 5555-X (req Premium lic) | или еквивалентно
|  | Cisco ASA 5500-X Series Interface Cards | или еквивалентно
1715 | ASA-IC-6GE-CU-A | ASA 5512-X/5515-X Interface Card 6-port 10/100/1000, RJ-45 | или еквивалентно
1716 | ASA-IC-6GE-SFP-A | ASA 5512-X/5515-X Interface Card 6-port GE SFP (SX,LH,LX) | или еквивалентно
1717 | ASA-IC-6GE-CU-C | ASA 5545-X/5555-X Interface Card 6-port 10/100/1000, RJ-45 | или еквивалентно
1718 | ASA-IC-6GE-SFP-C | ASA 5545-X/5555-X Interface Card 6-port GE SFP (SX,LH,LX) | или еквивалентно
1719 | ASA-IC-6GE-CU-B | ASA 5525-X Interface Card 6-port 10/100/1000, RJ-45 | или еквивалентно
1720 | ASA-IC-6GE-SFP-B | ASA 5525-X Interface Card 6-port GE SFP (SX,LH,LX) | или еквивалентно
|  | Cisco ASA with FirePOWER Services | или еквивалентно
1721 | ASA5585-S10F10XK9 | ASA 5585-X SSP-10, FirePOWER SSP-10,16GE,4SFP+,2AC,3DES/AES | или еквивалентно
1722 | ASA5585-S60F60-K9 | ASA 5585-X SSP-60, FirePOWER SSP-60,12GE,8SFP+,2AC,3DES/AES | или еквивалентно
1723 | ASA5585-S40F40-K9 | ASA 5585-X SSP-40, FirePOWER SSP-40,12GE,8SFP+,1AC,3DES/AES | или еквивалентно
1724 | ASA5585-S20F20XK9 | ASA 5585-X SSP-20, FirePOWER SSP-20,16GE,4SFP+,2AC,3DES/AES | или еквивалентно
1725 | ASA5585-S10F10-K9 | ASA 5585-X SSP-10, FirePOWER SSP-10,16GE,4GEMgt,1AC,3DES/AES | или еквивалентно
1726 | ASA5585-S20F20-K9 | ASA 5585-X SSP-20, FirePOWER SSP-20,16GE,4GEMgt,1AC,3DES/AES | или еквивалентно
1727 | ASA5555-FPWR-K9 | ASA 5555-X with FirePOWER Services, 8GE, AC, 3DES/AES, 2SSD | или еквивалентно
1728 | ASA5545-FPWR-K9 | ASA 5545-X with FirePOWER Services, 8GE, AC, 3DES/AES, 2SSD | или еквивалентно
1729 | ASA5525-FPWR-K9 | ASA 5525-X with FirePOWER Services, 8GE, AC, 3DES/AES, SSD | или еквивалентно
1730 | ASA5508-K9 | ASA 5508-X with FirePOWER services, 8GE, AC, 3DES/AES | или еквивалентно
1731 | ASA5506W-A-K9 | ASA 5506-X with FirePOWER services, WiFi, 8GE, AC, 3DES/AES | или еквивалентно
1732 | ASA5506-K9 | ASA 5506-X with FirePOWER services, 8GE, AC, 3DES/AES | или еквивалентно
1733 | ASA5506W-E-K9 | ASA 5506-X with FirePOWER services, WiFi, 8GE, AC, 3DES/AES | или еквивалентно
1734 | ASA5585-S10F40-K9 | ASA 5585-X EP SSP-10, FP SSP-40,14GE,6SFP+,1AC,3DES/AES | или еквивалентно
1735 | ASA5585-S20F60-K9 | ASA 5585-X EP SSP-20, FP SSP-60,14GE,6SFP+,1AC,3DES/AES | или еквивалентно
1736 | ASA5506W-Q-K9 | ASA 5506-X with FirePOWER services, WiFi, 8GE, AC, 3DES/AES | или еквивалентно
1737 | ASA5516-FPWR-K9 | ASA 5516-X with FirePOWER services, 8GE, AC, 3DES/AES | или еквивалентно
1738 | ASA5585-S20F60-BUN | ASA 5585-X EP S20F60 with FirePOWER Svcs. Chassis-Subs. | или еквивалентно
1739 | ASA5506W-Z-K9 | ASA 5506-X with FirePOWER services, WiFi, 8GE, AC, 3DES/AES | или еквивалентно
1740 | ASA5506-FPWR-BUN | ASA 5506-X with FirePOWER Svcs. Chassis and Subs. Bundle | или еквивалентно
|  | Cisco ASA FirePOWER Services Subscriptions | или еквивалентно
1741 | L-ASA5585-60TAMC1Y | Cisco ASA5585-60 FirePOWER IPS, AMP and URL 1YR Subs | или еквивалентно
1742 | L-ASA5585-40-TA1Y | Cisco ASA5585-40 FirePOWER IPS 1YR Subscription | или еквивалентно
1743 | L-ASA5585-10-TAM3Y | Cisco ASA5585-10 FirePOWER IPS and AMP 3YR Subs | или еквивалентно
1744 | L-ASA5585-60TAMC3Y | Cisco ASA5585-60 FirePOWER IPS, AMP and URL 3YR Subs | или еквивалентно
1745 | L-ASA5585-20-AMP1Y | Cisco ASA5585-20 FirePOWER AMP 1YR Subscription | или еквивалентно
1746 | L-ASA5585-40-TAM1Y | Cisco ASA5585-40 FirePOWER IPS and AMP 1YR Subs | или еквивалентно
1747 | L-ASA5585-10-URL1Y | Cisco ASA5585-10 FirePOWER URL Filtering 1YR Subscription | или еквивалентно
1748 | L-ASA5555-URL-1Y | Cisco ASA5555 FirePOWER URL Filtering 1YR Subscription | или еквивалентно
1749 | L-ASA5555-AMP-1Y | Cisco ASA5555 FirePOWER AMP 1YR Subscription | или еквивалентно
1750 | L-ASA5585-20TAMC3Y | Cisco ASA5585-20 FirePOWER IPS, AMP and URL 3YR Subs | или еквивалентно
1751 | L-ASA5585-10-URL3Y | Cisco ASA5585-10 FirePOWER URL Filtering 3YR Subscription | или еквивалентно
1752 | L-ASA5585-40-URL1Y | Cisco ASA5585-40 FirePOWER URL Filtering 1YR Subscription | или еквивалентно
1753 | L-ASA5585-60-AMP3Y | Cisco ASA5585-60 FirePOWER AMP 3YR Subscription | или еквивалентно
1754 | L-ASA5525-TA-1Y | Cisco ASA5525 FirePOWER IPS 1YR Subscription | или еквивалентно
1755 | L-ASA5585-20-URL3Y | Cisco ASA5585-20 FirePOWER URL Filtering 3YR Subscription | или еквивалентно
1756 | L-ASA5585-60-URL1Y | Cisco ASA5585-60 FirePOWER URL Filtering 1YR Subscription | или еквивалентно
1757 | L-ASA5585-60-TAC3Y | Cisco ASA5585-60 FirePOWER IPS and URL 3YR Subs | или еквивалентно
1758 | L-ASA5585-20-TA3Y | Cisco ASA5585-20 FirePOWER IPS 3YR Subscription | или еквивалентно
1759 | L-ASA5585-40TAMC1Y | Cisco ASA5585-40 FirePOWER IPS, AMP and URL 1YR Subs | или еквивалентно
1760 | L-ASA5585-60-TA1Y | Cisco ASA5585-60 FirePOWER IPS 1YR Subscription | или еквивалентно
1761 | L-ASA5585-20-TA1Y | Cisco ASA5585-20 FirePOWER IPS 1YR Subscription | или еквивалентно
1762 | L-ASA5585-40TAMC3Y | Cisco ASA5585-40 FirePOWER IPS, AMP and URL 3YR Subs | или еквивалентно
1763 | L-ASA5585-60-AMP1Y | Cisco ASA5585-60 FirePOWER AMP 1YR Subscription | или еквивалентно
1764 | L-ASA5585-10TAMC1Y | Cisco ASA5585-10 FirePOWER IPS, AMP and URL 1YR Subs | или еквивалентно
1765 | L-ASA5585-60-TAM3Y | Cisco ASA5585-60 FirePOWER IPS and AMP 3YR Subs | или еквивалентно
1766 | L-ASA5585-20-AMP3Y | Cisco ASA5585-20 FirePOWER AMP 3YR Subscription | или еквивалентно
1767 | L-ASA5585-60-TA3Y | Cisco ASA5585-60 FirePOWER IPS 3YR Subscription | или еквивалентно
1768 | L-ASA5525-URL-1Y | Cisco ASA5525 FirePOWER URL Filtering 1YR Subscription | или еквивалентно
1769 | L-ASA5585-10-TA1Y | Cisco ASA5585-10 FirePOWER IPS 1YR Subscription | или еквивалентно
1770 | L-ASA5545-URL-1Y | Cisco ASA5545 FirePOWER URL Filtering 1YR Subscription | или еквивалентно
1771 | L-ASA5585-60-TAM1Y | Cisco ASA5585-60 FirePOWER IPS and AMP 1YR Subs | или еквивалентно
1772 | L-ASA5585-10-TAC1Y | Cisco ASA5585-10 FirePOWER IPS and URL 1YR Subs | или еквивалентно
1773 | L-ASA5545-TA-1Y | Cisco ASA5545 FirePOWER IPS 1YR Subscription | или еквивалентно
1774 | L-ASA5585-40-URL3Y | Cisco ASA5585-40 FirePOWER URL Filtering 3YR Subscription | или еквивалентно
1775 | L-ASA5585-40-AMP1Y | Cisco ASA5585-40 FirePOWER AMP 1YR Subscription | или еквивалентно
1776 | L-ASA5585-40-AMP3Y | Cisco ASA5585-40 FirePOWER AMP 3YR Subscription | или еквивалентно
1777 | L-ASA5585-10-AMP1Y | Cisco ASA5585-10 FirePOWER AMP 1YR Subscription | или еквивалентно
1778 | L-ASA5585-40-TAC3Y | Cisco ASA5585-40 FirePOWER IPS and URL 3YR Subs | или еквивалентно
1779 | L-ASA5585-10-AMP3Y | Cisco ASA5585-10 FirePOWER AMP 3YR Subscription | или еквивалентно
1780 | L-ASA5555-TA-1Y | Cisco ASA5555 FirePOWER IPS 1YR Subscription | или еквивалентно
1781 | L-ASA5525-AMP-1Y | Cisco ASA5525 FirePOWER AMP 1YR Subscription | или еквивалентно
1782 | L-ASA5585-20-TAM3Y | Cisco ASA5585-20 FirePOWER IPS and AMP 3YR Subs | или еквивалентно
1783 | L-ASA5585-40-TA3Y | Cisco ASA5585-40 FirePOWER IPS 3YR Subscription | или еквивалентно
1784 | L-ASA5585-20-TAM1Y | Cisco ASA5585-20 FirePOWER IPS and AMP 1YR Subs | или еквивалентно
1785 | L-ASA5585-10TAMC3Y | Cisco ASA5585-10 FirePOWER IPS, AMP and URL 3YR Subs | или еквивалентно
1786 | L-ASA5585-20-URL1Y | Cisco ASA5585-20 FirePOWER URL Filtering 1YR Subscription | или еквивалентно
1787 | L-ASA5585-60-TAC1Y | Cisco ASA5585-60 FirePOWER IPS and URL 1YR Subs | или еквивалентно
1788 | L-ASA5585-10-TAM1Y | Cisco ASA5585-10 FirePOWER IPS and AMP 1YR Subs | или еквивалентно
1789 | L-ASA5585-40-TAM3Y | Cisco ASA5585-40 FirePOWER IPS and AMP 3YR Subs | или еквивалентно
1790 | L-ASA5585-10-TAC3Y | Cisco ASA5585-10 FirePOWER IPS and URL 3YR Subs | или еквивалентно
1791 | L-ASA5585-60-URL3Y | Cisco ASA5585-60 FirePOWER URL Filtering 3YR Subscription | или еквивалентно
1792 | L-ASA5585-10-TA3Y | Cisco ASA5585-10 FirePOWER IPS 3YR Subscription | или еквивалентно
1793 | L-ASA5585-20-TAC1Y | Cisco ASA5585-20 FirePOWER IPS and URL 1YR Subs | или еквивалентно
1794 | L-ASA5585-20TAMC1Y | Cisco ASA5585-20 FirePOWER IPS, AMP and URL 1YR Subs | или еквивалентно
1795 | L-ASA5585-20-TAC3Y | Cisco ASA5585-20 FirePOWER IPS and URL 3YR Subs | или еквивалентно
1796 | L-ASA5585-40-TAC1Y | Cisco ASA5585-40 FirePOWER IPS and URL 1YR Subs | или еквивалентно
1797 | L-ASA5545-AMP-1Y | Cisco ASA5545 FirePOWER AMP 1YR Subscription | или еквивалентно
1798 | L-ASA5555-TA-3Y | Cisco ASA5555 FirePOWER IPS 3YR Subscription | или еквивалентно
1799 | L-ASA5545-TAC-3Y | Cisco ASA5545 FirePOWER IPS and URL 3YR Subs | или еквивалентно
1800 | L-ASA5545-TAMC-1Y | Cisco ASA5545 FirePOWER IPS, AMP and URL 1YR Subs | или еквивалентно
1801 | L-ASA5545-TAC-1Y | Cisco ASA5545 FirePOWER IPS and URL 1YR Subs | или еквивалентно
1802 | L-ASA5555-URL-3Y | Cisco ASA5555 FirePOWER URL Filtering 3YR Subscription | или еквивалентно
1803 | L-ASA5555-TAM-3Y | Cisco ASA5555 FirePOWER IPS and AMP 3YR Subs. | или еквивалентно
1804 | L-ASA5525-TAC-1Y | Cisco ASA5525 FirePOWER IPS and URL 1YR Subs | или еквивалентно
1805 | L-ASA5525-TAM-3Y | Cisco ASA5525 FirePOWER IPS and AMP 3YR Subs. | или еквивалентно
1806 | L-ASA5545-URL-3Y | Cisco ASA5545 FirePOWER URL Filtering 3YR Subscription | или еквивалентно
1807 | L-ASA5555-TAM-1Y | Cisco ASA5555 FirePOWER IPS and AMP 1YR Subs. | или еквивалентно
1808 | L-ASA5525-TAM-1Y | Cisco ASA5525 FirePOWER IPS and AMP 1YR Subs. | или еквивалентно
1809 | L-ASA5545-TAMC-3Y | Cisco ASA5545 FirePOWER IPS, AMP and URL 3YR Subs | или еквивалентно
1810 | L-ASA5555-TAMC-3Y | Cisco ASA5555 FirePOWER IPS, AMP and URL 3YR Subs | или еквивалентно
1811 | L-ASA5555-AMP-3Y | Cisco ASA5555 FirePOWER AMP 3YR Subscription | или еквивалентно
1812 | L-ASA5525-TAMC-3Y | Cisco ASA5525 FirePOWER IPS, AMP and URL 3YR Subs | или еквивалентно
1813 | L-ASA5525-TAMC-1Y | Cisco ASA5525 FirePOWER IPS, AMP and URL 1YR Subs | или еквивалентно
1814 | L-ASA5525-URL-3Y | Cisco ASA5525 FirePOWER URL Filtering 3YR Subscription | или еквивалентно
1815 | L-ASA5545-TAM-3Y | Cisco ASA5545 FirePOWER IPS and AMP 3YR Subs. | или еквивалентно
1816 | L-ASA5555-TAC-3Y | Cisco ASA5555 FirePOWER IPS and URL 3YR Subs | или еквивалентно
1817 | L-ASA5525-TA-3Y | Cisco ASA5525 FirePOWER IPS 3YR Subscription | или еквивалентно
1818 | L-ASA5545-AMP-3Y | Cisco ASA5545 FirePOWER AMP 3YR Subscription | или еквивалентно
1819 | L-ASA5525-TAC-3Y | Cisco ASA5525 FirePOWER IPS and URL 3YR Subs | или еквивалентно
1820 | L-ASA5545-TAM-1Y | Cisco ASA5545 FirePOWER IPS and AMP 1YR Subs. | или еквивалентно
1821 | L-ASA5555-TAMC-1Y | Cisco ASA5555 FirePOWER IPS, AMP and URL 1YR Subs | или еквивалентно
1822 | L-ASA5555-TAC-1Y | Cisco ASA5555 FirePOWER IPS and URL 1YR Subs | или еквивалентно
1823 | L-ASA5525-AMP-3Y | Cisco ASA5525 FirePOWER AMP 3YR Subscription | или еквивалентно
1824 | L-ASA5545-TA-3Y | Cisco ASA5545 FirePOWER IPS 3YR Subscription | или еквивалентно
1825 | L-ASA5508-URL-3Y | Cisco ASA5508 FirePOWER URL Filtering 3YR Subscription | или еквивалентно
1826 | L-ASA5506-AMP-1Y | Cisco ASA5506 FirePOWER AMP 1YR Subscription | или еквивалентно
1827 | L-ASA5508-AMP-3Y | Cisco ASA5508 FirePOWER AMP 3YR Subscription | или еквивалентно
1828 | L-ASA5508-TAM-1Y | Cisco ASA5508 FirePOWER IPS and AMP 1YR Subs. | или еквивалентно
1829 | L-ASA5506-TAM-3Y | Cisco ASA5506 FirePOWER IPS and AMP 3YR Subs | или еквивалентно
1830 | L-ASA5506-TAM-1Y | Cisco ASA5506 FirePOWER IPS and AMP 1YR Subs | или еквивалентно
1831 | L-ASA5508-TAC-3Y | Cisco ASA5508 FirePOWER IPS and URL 3YR Subs | или еквивалентно
1832 | L-ASA5506-URL-1Y | Cisco ASA5506 FirePOWER URL 1YR Subs | или еквивалентно
1833 | L-ASA5508-URL-1Y | Cisco ASA5508 FirePOWER URL Filtering 1YR Subscription | или еквивалентно
1834 | L-ASA5506-URL-3Y | Cisco ASA5506 FirePOWER URL 3YR Subs | или еквивалентно
1835 | L-ASA5506-TA-3Y | Cisco ASA5506 FirePOWER IPS 3YR Subscription | или еквивалентно
1836 | L-ASA5508-TAMC-3Y | Cisco ASA5508 FirePOWER IPS, AMP and URL 3YR Subs | или еквивалентно
1837 | L-ASA5506-TA-1Y | Cisco ASA5508 FirePOWER IPS 1YR Subscription | или еквивалентно
1838 | L-ASA5508-TAMC-1Y | Cisco ASA5508 FirePOWER IPS, AMP and URL 1YR Subs | или еквивалентно
1839 | L-ASA5508-TA-3Y | Cisco ASA5508 FirePOWER IPS 3YR Subscription | или еквивалентно
1840 | L-ASA5506-TAC-3Y | Cisco ASA5506 FirePOWER IPS and URL 3YR Subs | или еквивалентно
1841 | L-ASA5506-AMP-3Y | Cisco ASA5506 FirePOWER AMP 3YR Subscription | или еквивалентно
1842 | L-ASA5508-TAM-3Y | Cisco ASA5508 FirePOWER IPS and AMP 3YR Subs. | или еквивалентно
1843 | L-ASA5508-TA-1Y | Cisco ASA5508 FirePOWER IPS 1YR Subscription | или еквивалентно
1844 | L-ASA5506-TAC-1Y | Cisco ASA5506 FirePOWER IPS and URL 1YR Subs | или еквивалентно
1845 | L-ASA5508-TAC-1Y | Cisco ASA5508 FirePOWER IPS and URL 1YR Subs | или еквивалентно
1846 | L-ASA5508-AMP-1Y | Cisco ASA5508 FirePOWER AMP 1YR Subscription | или еквивалентно
1847 | L-ASA5516-URL-3Y | Cisco ASA5516 FirePOWER URL Filtering 3YR Subscription | или еквивалентно
1848 | L-ASA5516-URL-1Y | Cisco ASA5516 FirePOWER URL Filtering 1YR Subscription | или еквивалентно
1849 | L-ASA5516-TAMC-3Y | Cisco ASA5516 FirePOWER IPS, AMP and URL 3YR Subs | или еквивалентно
1850 | L-ASA5516-TAMC-1Y | Cisco ASA5516 FirePOWER IPS, AMP and URL 1YR Subs | или еквивалентно
1851 | L-ASA5516-TAM-3Y | Cisco ASA5516 FirePOWER IPS and AMP 3YR Subs. | или еквивалентно
1852 | L-ASA5516-TAM-1Y | Cisco ASA5516 FirePOWER IPS and AMP 1YR Subs. | или еквивалентно
1853 | L-ASA5516-TAC-3Y | Cisco ASA5516 FirePOWER IPS and URL 3YR Subs | или еквивалентно
1854 | L-ASA5516-TAC-1Y | Cisco ASA5516 FirePOWER IPS and URL 1YR Subs | или еквивалентно
1855 | L-ASA5516-TA-3Y | Cisco ASA5516 FirePOWER IPS 3YR Subscription | или еквивалентно
1856 | L-ASA5516-TA-1Y | Cisco ASA5516 FirePOWER IPS 1YR Subscription | или еквивалентно
1857 | L-ASA5516-AMP-3Y | Cisco ASA5515 FirePOWER AMP 3YR Subscription | или еквивалентно
1858 | L-ASA5516-AMP-1Y | Cisco ASA5515 FirePOWER AMP 1YR Subscription | или еквивалентно
1859 | L-ASA5506H-TAM-3Y | Cisco ASA5506H-X FirePOWER IPS, AMP 3YR Subscription | или еквивалентно
1860 | L-ASA5506H-URL-3Y | Cisco ASA5506H-X FirePOWER URL Filtering 3YR Subscription | или еквивалентно
1861 | L-ASA5506H-URL-1Y | Cisco ASA5506H-X FirePOWER URL Filtering 1YR Subscription | или еквивалентно
1862 | L-ASA5506H-TAMC-3Y | Cisco ASA5506H-X IPS, AMP, URL Filtering 3YR Subscription | или еквивалентно
1863 | L-ASA5506H-TAC-3Y | Cisco ASA5506H-X IPS, URL Filtering 3YR Subscription | или еквивалентно
1864 | L-ASA5506H-AMP-3Y | Cisco ASA5506H-X FirePOWER AMP 3YR Subscription | или еквивалентно
1865 | L-ASA5506H-TAMC-1Y | Cisco ASA5506H-X IPS, AMP, URL Filtering 1YR Subscription | или еквивалентно
1866 | L-ASA5506H-TAM-1Y | Cisco ASA5506H-X FirePOWER IPS, AMP 1YR Subscription | или еквивалентно
1867 | L-ASA5506H-TAC-1Y | Cisco ASA5506H-X IPS, URL Filtering 1YR Subscription | или еквивалентно
1868 | L-ASA5506H-AMP-1Y | Cisco ASA5506H-X FirePOWER AMP 1YR Subscription | или еквивалентно
1869 | L-ASA5506H-TA-3Y | Cisco ASA5506H-X FirePOWER IPS 3YR Subscription | или еквивалентно
1870 | L-ASA5506H-TA-1Y | Cisco ASA5506H-X FirePOWER IPS 1YR Subscription | или еквивалентно
1871 | L-ASA5516-TAMC-5PR | Cisco ASA5516 FirePOWER IPS, AMP and URL 5YR Subs PROMOTION | или еквивалентно
1872 | L-ASA5516-TAMC-3PR | Cisco ASA5516 FirePOWER IPS, AMP and URL 3YR Subs PROMOTION | или еквивалентно
1873 | L-ASA5516-TAMC-1PR | Cisco ASA5516 FirePOWER IPS, AMP and URL 1YR Subs PROMOTION | или еквивалентно
1874 | L-ASA5508-TAMC-5PR | Cisco ASA5508 FirePOWER IPS, AMP and URL 5YR Subs PROMOTION | или еквивалентно
1875 | L-ASA5508-TAMC-3PR | Cisco ASA5508 FirePOWER IPS, AMP and URL 3YR Subs PROMOTION | или еквивалентно
1876 | L-ASA5508-TAMC-1PR | Cisco ASA5508 FirePOWER IPS, AMP and URL 1YR Subs PROMOTION | или еквивалентно
|  | Cisco FirePOWER 7000 Series Appliances | или еквивалентно
1877 | FP7020-K9 | Cisco FirePOWER 7020 Chassis, 1U, 8 Port Copper | или еквивалентно
1878 | FP7115-K9 | Cisco FirePOWER 7115, 1U, 4 Port Copper and 8 SFP Ports | или еквивалентно
1879 | FP7120-FI-K9 | Cisco FirePOWER 7120 Chassis, 1U, 8 Port 1Gbps Fiber | или еквивалентно
1880 | FP7030-K9 | Cisco FirePOWER 7030 Chassis, 1U, 8 Port Copper | или еквивалентно
1881 | FP7120-K9 | Cisco FirePOWER 7120 Chassis, 1U, 8 Port Copper | или еквивалентно
1882 | FP7010-K9 | Cisco FirePOWER 7010 Chassis, 1U, 8 Port Copper | или еквивалентно
1883 | FP7125-K9 | Cisco FirePOWER 7125, 1U, 4 Port Copper and 8 SFP Ports | или еквивалентно
1884 | FP7110-K9 | Cisco FirePOWER 7110 Chassis, 1U, 8 Port Copper | или еквивалентно
1885 | FP7110-FI-K9 | Cisco FirePOWER 7110 Chassis, 1U, 8 Port 1Gbps Fiber | или еквивалентно
|  | Cisco FirePOWER 8000 Series Appliances | или еквивалентно
1886 | FP8270-K9 | Cisco FirePOWER 8270 Chassis, 6U, 5 Slots (40Gbps Ready) | или еквивалентно
1887 | FP8130-K9 | Cisco FirePOWER 8130 Chassis, 1U, 3 Slots | или еквивалентно
1888 | FP8370-K9 | Cisco FirePOWER 8370 Chassis, 6U, 5 Slots (40Gbps Ready) | или еквивалентно
1889 | FP8260-K9 | Cisco FirePOWER 8260 Chassis, 4U, 6 Slots | или еквивалентно
1890 | FP8290-K9 | Cisco FirePOWER 8290 Chassis, 8U, 4 Slots (40Gbps Ready) | или еквивалентно
1891 | FP8250-K9 | Cisco FirePOWER 8250 Chassis, 2U, 7 Slots | или еквивалентно
1892 | FP8350-K9 | Cisco FirePOWER 8350 Chassis, 2U, 7 Slots | или еквивалентно
1893 | FP8120-K9 | Cisco FirePOWER 8120 Chassis, 1U, 3 Slots | или еквивалентно
1894 | FP8140-K9 | Cisco FirePOWER 8140 Chassis, 1U, 3 Slots | или еквивалентно
1895 | FP8360-K9 | Cisco FirePOWER 8360 Chassis, 4U, 6 Slots (40Gbps Ready) | или еквивалентно
1896 | FP8390-K9 | Cisco FirePOWER 8390 Chassis, 8U, 4 Slots (40Gbps Ready) | или еквивалентно
1897 | FP8140-STACK-K9 | Cisco FirePOWER Stacking Kit for 8140 | или еквивалентно
1898 | FP8200-STACK-K9 | Cisco FirePOWER Stacking Kit for 8200 | или еквивалентно
1899 | FP8300-STACK-K9 | Cisco FirePOWER Stacking Kit for 8300 | или еквивалентно
|  | Cisco Advanced Malware Protection Series Appliances | или еквивалентно
1900 | AMP8150-K9 | Cisco FirePOWER AMP8150 Chassis, 1U, 3 Slots | или еквивалентно
1901 | AMP8370-K9 | Cisco FirePOWER AMP8370 Chassis, 6U, 5 Slots (40Gbps Ready) | или еквивалентно
1902 | AMP8390-K9 | Cisco FirePOWER AMP8390 Chassis, 8U, 4 Slots (40Gbps Ready) | или еквивалентно
1903 | AMP8360-K9 | Cisco FirePOWER AMP8360 Chassis, 4U, 6 Slots (40Gbps Ready) | или еквивалентно
1904 | AMP8350-K9 | Cisco FirePOWER AMP8350 Chassis, 2U, 7 Slots | или еквивалентно
1905 | AMP8050-K9 | Cisco FirePOWER AMP8050 Chassis, 1U, 3 Slots | или еквивалентно
|  | Cisco SSL Appliances | или еквивалентно
1906 | FP-SSL2000-K9 | Cisco FirePOWER SSL2000 Appliances, 1U, 3 Slots, AC Power | или еквивалентно
1907 | FP-SSL1500-FI-K9 | FirePOWER SSL1500 Appl, 8GE FI w/ Bypass, 1.5Gbps Inspection | или еквивалентно
1908 | FP-SSL1500-K9 | FirePOWER SSL1500 Appl, 8GE CU w/ Bypass, 1.5Gbps Inspection | или еквивалентно
1909 | FP-SSL8200-K9 | Cisco FirePOWER SSL8200 Appliances, 2U, 7 Slots, AC Power | или еквивалентно
|  | Cisco AMP Private Cloud Virtual Appl & Service Subscription | или еквивалентно
1910 | FP-AMP-CLOUD-1Y | Cisco AMPv Private Cloud 1YR Service Subscription | или еквивалентно
1911 | FP-AMP-CLOUD-SW | Cisco AMP Private Cloud Virtual Appliance | или еквивалентно
1912 | FP-AMP-CLOUD-3Y | Cisco AMPv Private Cloud 3YR Service Subscription | или еквивалентно
1913 | FP-AMP-CLOUD-BUN | Cisco AMPv Private Cloud SW and Service Subscription Bundle | или еквивалентно
|  | Cisco AMP For FirePOWER Service Subscription | или еквивалентно
1914 | FP8140-AMP-1Y | Cisco AMP for FirePOWER 8140 1YR Service Subscription | или еквивалентно
1915 | FP8250-AMP-1Y | Cisco AMP for FirePOWER 8250 1YR Service Subscription | или еквивалентно
1916 | FP8290-AMP-3Y | Cisco AMP for FirePOWER 8290 3YR Service Subscription | или еквивалентно
1917 | FP8140-AMP-3Y | Cisco AMP for FirePOWER 8140 3YR Service Subscription | или еквивалентно
1918 | FP8250-AMP-3Y | Cisco AMP for FirePOWER 8250 3YR Service Subscription | или еквивалентно
1919 | FP7020-AMP-1Y | Cisco AMP for FirePOWER 7020 1YR Service Subscription | или еквивалентно
1920 | FP8290-AMP-1Y | Cisco AMP for FirePOWER 8290 1YR Service Subscription | или еквивалентно
1921 | FP7110-AMP-1Y | Cisco AMP for FirePOWER 7110 1YR Service Subscription | или еквивалентно
1922 | FP7120-AMP-3Y | Cisco AMP for FirePOWER 7120 3YR Service Subscription | или еквивалентно
1923 | FP8260-AMP-1Y | Cisco AMP for FirePOWER 8260 1YR Service Subscription | или еквивалентно
1924 | FP7010-AMP-1Y | Cisco AMP for FirePOWER 7010 1YR Service Subscription | или еквивалентно
1925 | FP8120-AMP-3Y | Cisco AMP for FirePOWER 8120 3YR Service Subscription | или еквивалентно
1926 | FP7020-AMP-3Y | Cisco AMP for FirePOWER 7020 3YR Service Subscription | или еквивалентно
1927 | FP8270-AMP-1Y | Cisco AMP for FirePOWER 8270 1YR Service Subscription | или еквивалентно
1928 | FP8260-AMP-3Y | Cisco AMP for FirePOWER 8260 3YR Service Subscription | или еквивалентно
1929 | FP7030-AMP-3Y | Cisco AMP for FirePOWER 7030 3YR Service Subscription | или еквивалентно
1930 | FP8130-AMP-1Y | Cisco AMP for FirePOWER 8130 1YR Service Subscription | или еквивалентно
1931 | FP8390-AMP-1Y | Cisco AMP for FirePOWER 8390 1YR Service Subscription | или еквивалентно
1932 | FP8130-AMP-3Y | Cisco AMP for FirePOWER 8130 3YR Service Subscription | или еквивалентно
1933 | FP8350-AMP-3Y | Cisco AMP for FirePOWER 8350 3YR Service Subscription | или еквивалентно
1934 | FP8270-AMP-3Y | Cisco AMP for FirePOWER 8270 3YR Service Subscription | или еквивалентно
1935 | FP8370-AMP-3Y | Cisco AMP for FirePOWER 8370 3YR Service Subscription | или еквивалентно
1936 | FP8120-AMP-1Y | Cisco AMP for FirePOWER 8120 1YR Service Subscription | или еквивалентно
1937 | FP7115-AMP-1Y | Cisco AMP for FirePOWER 7115 1YR Service Subscription | или еквивалентно
1938 | FP7110-AMP-3Y | Cisco AMP for FirePOWER 7110 3YR Service Subscription | или еквивалентно
1939 | FP8360-AMP-3Y | Cisco AMP for FirePOWER 8360 3YR Service Subscription | или еквивалентно
1940 | FP8390-AMP-3Y | Cisco AMP for FirePOWER 8390 3YR Service Subscription | или еквивалентно
1941 | FP8360-AMP-1Y | Cisco AMP for FirePOWER 8360 1YR Service Subscription | или еквивалентно
1942 | FP7030-AMP-1Y | Cisco AMP for FirePOWER 7030 1YR Service Subscription | или еквивалентно
1943 | FP8370-AMP-1Y | Cisco AMP for FirePOWER 8370 1YR Service Subscription | или еквивалентно
1944 | FP7120-AMP-1Y | Cisco AMP for FirePOWER 7120 1YR Service Subscription | или еквивалентно
1945 | FP7125-AMP-1Y | Cisco AMP for FirePOWER 7125 1YR Service Subscription | или еквивалентно
1946 | FP7125-AMP-3Y | Cisco AMP for FirePOWER 7125 3YR Service Subscription | или еквивалентно
1947 | FP7010-AMP-3Y | Cisco AMP for FirePOWER 7010 3YR Service Subscription | или еквивалентно
1948 | FP8350-AMP-1Y | Cisco AMP for FirePOWER 8350 1YR Service Subscription | или еквивалентно
1949 | FP7115-AMP-3Y | Cisco AMP for FirePOWER 7115 3YR Service Subscription | или еквивалентно
|  | Cisco URL Filtering For FirePOWER Service Subscription | или еквивалентно
1950 | FP8360-URL-3Y | Cisco FirePOWER 8360 URL Filtering 3YR Service Subscription | или еквивалентно
1951 | FP8140-URL-3Y | Cisco FirePOWER 8140 URL Filtering 3YR Service Subscription | или еквивалентно
1952 | FP8140-URL-1Y | Cisco FirePOWER 8140 URL Filtering 1YR Service Subscription | или еквивалентно
1953 | FP7110-URL-3Y | Cisco FirePOWER 7110 URL Filtering 3YR Service Subscription | или еквивалентно
1954 | FP7120-URL-3Y | Cisco FirePOWER 7120 URL Filtering 3YR Service Subscription | или еквивалентно
1955 | FP8250-URL-3Y | Cisco FirePOWER 8250 URL Filtering 3YR Service Subscription | или еквивалентно
1956 | FP7110-URL-1Y | Cisco FirePOWER 7110 URL Filtering 1YR Service Subscription | или еквивалентно
1957 | FP8370-URL-1Y | Cisco FirePOWER 8370 URL Filtering 1YR Service Subscription | или еквивалентно
1958 | FP8360-URL-1Y | Cisco FirePOWER 8360 URL Filtering 1YR Service Subscription | или еквивалентно
1959 | FP7125-URL-3Y | Cisco FirePOWER 7125 URL Filtering 3YR Service Subscription | или еквивалентно
1960 | FP8390-URL-3Y | Cisco FirePOWER 8390 URL Filtering 3YR Service Subscription | или еквивалентно
1961 | FP7115-URL-1Y | Cisco FirePOWER 7115 URL Filtering 1YR Service Subscription | или еквивалентно
1962 | FP8130-URL-3Y | Cisco FirePOWER 8130 URL Filtering 3YR Service Subscription | или еквивалентно
1963 | FP7010-URL-1Y | Cisco FirePOWER 7010 URL Filtering 1YR Service Subscription | или еквивалентно
1964 | FP8250-URL-1Y | Cisco FirePOWER 8250 URL Filtering 1YR Service Subscription | или еквивалентно
1965 | FP8370-URL-3Y | Cisco FirePOWER 8370 URL Filtering 3YR Service Subscription | или еквивалентно
1966 | FP8350-URL-1Y | Cisco FirePOWER 8350 URL Filtering 1YR Service Subscription | или еквивалентно
1967 | FP7030-URL-1Y | Cisco FirePOWER 7030 URL Filtering 1YR Service Subscription | или еквивалентно
1968 | FP8390-URL-1Y | Cisco FirePOWER 8390 URL Filtering 1YR Service Subscription | или еквивалентно
1969 | FP8120-URL-3Y | Cisco FirePOWER 8120 URL Filtering 3YR Service Subscription | или еквивалентно
1970 | FP7020-URL-3Y | Cisco FirePOWER 7020 URL Filtering 3YR Service Subscription | или еквивалентно
1971 | FP7115-URL-3Y | Cisco FirePOWER 7115 URL Filtering 3YR Service Subscription | или еквивалентно
1972 | FP7120-URL-1Y | Cisco FirePOWER 7120 URL Filtering 1YR Service Subscription | или еквивалентно
1973 | FP7125-URL-1Y | Cisco FirePOWER 7125 URL Filtering 1YR Service Subscription | или еквивалентно
1974 | FP8270-URL-1Y | Cisco FirePOWER 8270 URL Filtering 1YR Service Subscription | или еквивалентно
1975 | FP8350-URL-3Y | Cisco FirePOWER 8350 URL Filtering 3YR Service Subscription | или еквивалентно
1976 | FP8260-URL-3Y | Cisco FirePOWER 8260 URL Filtering 3YR Service Subscription | или еквивалентно
1977 | FP8270-URL-3Y | Cisco FirePOWER 8270 URL Filtering 3YR Service Subscription | или еквивалентно
1978 | FP8290-URL-1Y | Cisco FirePOWER 8290 URL Filtering 1YR Service Subscription | или еквивалентно
1979 | FP8260-URL-1Y | Cisco FirePOWER 8260 URL Filtering 1YR Service Subscription | или еквивалентно
1980 | FP8120-URL-1Y | Cisco FirePOWER 8120 URL Filtering 1YR Service Subscription | или еквивалентно
1981 | FP8130-URL-1Y | Cisco FirePOWER 8130 URL Filtering 1YR Service Subscription | или еквивалентно
1982 | FP7030-URL-3Y | Cisco FirePOWER 7030 URL Filtering 3YR Service Subscription | или еквивалентно
1983 | FP8290-URL-3Y | Cisco FirePOWER 8290 URL Filtering 3YR Service Subscription | или еквивалентно
1984 | FP7020-URL-1Y | Cisco FirePOWER 7020 URL Filtering 1YR Service Subscription | или еквивалентно
1985 | FP7010-URL-3Y | Cisco FirePOWER 7010 URL Filtering 3YR Service Subscription | или еквивалентно
|  | Cisco IPS and Apps For FirePOWER Service Subscription | или еквивалентно
1986 | FP8130-TA-3Y | Cisco FirePOWER 8130 IPS and Apps 3YR Service Subscription | или еквивалентно
1987 | FP7020-TA-3Y | Cisco FirePOWER 7020 IPS and Apps 3YR Service Subscription | или еквивалентно
1988 | FP7110-TA-1Y | Cisco FirePOWER 7110 IPS and Apps 1YR Service Subscription | или еквивалентно
1989 | FP7110-TA-3Y | Cisco FirePOWER 7110 IPS and Apps 3YR Service Subscription | или еквивалентно
1990 | FP8140-TA-3Y | Cisco FirePOWER 8140 IPS and Apps 3YR Service Subscription | или еквивалентно
1991 | FP7115-TA-3Y | Cisco FirePOWER 7115 IPS and Apps 3YR Service Subscription | или еквивалентно
1992 | FP8260-TA-1Y | Cisco FirePOWER 8260 IPS and Apps 1YR Service Subscription | или еквивалентно
1993 | FP8270-TA-3Y | Cisco FirePOWER 8270 IPS and Apps 3YR Service Subscription | или еквивалентно
1994 | FP8120-TA-3Y | Cisco FirePOWER 8120 IPS and Apps 3YR Service Subscription | или еквивалентно
1995 | FP8390-TA-1Y | Cisco FirePOWER 8390 IPS and Apps 1YR Service Subscription | или еквивалентно
1996 | FP7010-TA-3Y | Cisco FirePOWER 7010 IPS and Apps 3YR Service Subscription | или еквивалентно
1997 | FP7120-TA-3Y | Cisco FirePOWER 7120 IPS and Apps 3YR Service Subscription | или еквивалентно
1998 | FP7125-TA-3Y | Cisco FirePOWER 7125 IPS and Apps 3YR Service Subscription | или еквивалентно
1999 | FP8130-TA-1Y | Cisco FirePOWER 8130 IPS and Apps 1YR Service Subscription | или еквивалентно
2000 | FP7010-TA-1Y | Cisco FirePOWER 7010 IPS and Apps 1YR Service Subscription | или еквивалентно
2001 | FP8250-TA-1Y | Cisco FirePOWER 8250 IPS and Apps 1YR Service Subscription | или еквивалентно
2002 | FP7120-TA-1Y | Cisco FirePOWER 7120 IPS and Apps 1YR Service Subscription | или еквивалентно
2003 | FP8390-TA-3Y | Cisco FirePOWER 8390 IPS and Apps 3YR Service Subscription | или еквивалентно
2004 | FP8140-TA-1Y | Cisco FirePOWER 8140 IPS and Apps 1YR Service Subscription | или еквивалентно
2005 | FP8290-TA-1Y | Cisco FirePOWER 8290 IPS and Apps 1YR Service Subscription | или еквивалентно
2006 | FP8370-TA-1Y | Cisco FirePOWER 8370 IPS and Apps 1YR Service Subscription | или еквивалентно
2007 | FP8120-TA-1Y | Cisco FirePOWER 8120 IPS and Apps 1YR Service Subscription | или еквивалентно
2008 | FP8260-TA-3Y | Cisco FirePOWER 8260 IPS and Apps 3YR Service Subscription | или еквивалентно
2009 | FP7030-TA-3Y | Cisco FirePOWER 7030 IPS and Apps 3YR Service Subscription | или еквивалентно
2010 | FP8370-TA-3Y | Cisco FirePOWER 8370 IPS and Apps 3YR Service Subscription | или еквивалентно
2011 | FP8290-TA-3Y | Cisco FirePOWER 8290 IPS and Apps 3YR Service Subscription | или еквивалентно
2012 | FP8360-TA-3Y | Cisco FirePOWER 8360 IPS and Apps 3YR Service Subscription | или еквивалентно
2013 | FP8360-TA-1Y | Cisco FirePOWER 8360 IPS and Apps 1YR Service Subscription | или еквивалентно
2014 | FP7030-TA-1Y | Cisco FirePOWER 7030 IPS and Apps 1YR Service Subscription | или еквивалентно
2015 | FP8350-TA-3Y | Cisco FirePOWER 8350 IPS and Apps 3YR Service Subscription | или еквивалентно
2016 | FP7115-TA-1Y | Cisco FirePOWER 7115 IPS and Apps 1YR Service Subscription | или еквивалентно
2017 | FP7125-TA-1Y | Cisco FirePOWER 7125 IPS and Apps 1YR Service Subscription | или еквивалентно
2018 | FP8270-TA-1Y | Cisco FirePOWER 8270 IPS and Apps 1YR Service Subscription | или еквивалентно
2019 | FP8250-TA-3Y | Cisco FirePOWER 8250 IPS and Apps 3YR Service Subscription | или еквивалентно
2020 | FP8350-TA-1Y | Cisco FirePOWER 8350 IPS and Apps 1YR Service Subscription | или еквивалентно
2021 | FP7020-TA-1Y | Cisco FirePOWER 7020 IPS and Apps 1YR Service Subscription | или еквивалентно
|  | Cisco IPS, Apps and URL For FirePOWER Service Subscription | или еквивалентно
2022 | FP8140-TAC-3Y | Cisco FirePOWER 8140 IPS, Apps and URL 3YR Service Subs | или еквивалентно
2023 | FP7020-TAC-3Y | Cisco FirePOWER 7020 IPS, Apps and URL 3YR Service Subs | или еквивалентно
2024 | FP8130-TAC-1Y | Cisco FirePOWER 8130 IPS, Apps and URL 1YR Service Subs | или еквивалентно
2025 | FP8360-TAC-1Y | Cisco FirePOWER 8360 IPS, Apps and URL 1YR Service Subs | или еквивалентно
2026 | FP8350-TAC-3Y | Cisco FirePOWER 8350 IPS, Apps and URL 3YR Service Subs | или еквивалентно
2027 | FP8120-TAC-1Y | Cisco FirePOWER 8120 IPS, Apps and URL 1YR Service Subs | или еквивалентно
2028 | FP7110-TAC-3Y | Cisco FirePOWER 7110 IPS, Apps and URL 3YR Service Subs | или еквивалентно
2029 | FP8260-TAC-3Y | Cisco FirePOWER 8260 IPS, Apps and URL 3YR Service Subs | или еквивалентно
2030 | FP7125-TAC-3Y | Cisco FirePOWER 7125 IPS, Apps and URL 3YR Service Subs | или еквивалентно
2031 | FP7125-TAC-1Y | Cisco FirePOWER 7125 IPS, Apps and URL 1YR Service Subs | или еквивалентно
2032 | FP7115-TAC-3Y | Cisco FirePOWER 7115 IPS, Apps and URL 3YR Service Subs | или еквивалентно
2033 | FP7110-TAC-1Y | Cisco FirePOWER 7110 IPS, Apps and URL 1YR Service Subs | или еквивалентно
2034 | FP8290-TAC-3Y | Cisco FirePOWER 8290 IPS, Apps and URL 3YR Service Subs | или еквивалентно
2035 | FP7020-TAC-1Y | Cisco FirePOWER 7020 IPS, Apps and URL 1YR Service Subs | или еквивалентно
2036 | FP8270-TAC-1Y | Cisco FirePOWER 8270 IPS, Apps and URL 1YR Service Subs | или еквивалентно
2037 | FP7030-TAC-3Y | Cisco FirePOWER 7030 IPS, Apps and URL 3YR Service Subs | или еквивалентно
2038 | FP7030-TAC-1Y | Cisco FirePOWER 7030 IPS, Apps and URL 1YR Service Subs | или еквивалентно
2039 | FP7010-TAC-1Y | Cisco FirePOWER 7010 IPS, Apps and URL 1YR Service Subs | или еквивалентно
2040 | FP8120-TAC-3Y | Cisco FirePOWER 8120 IPS, Apps and URL 3YR Service Subs | или еквивалентно
2041 | FP8250-TAC-1Y | Cisco FirePOWER 8250 IPS, Apps and URL 1YR Service Subs | или еквивалентно
2042 | FP8270-TAC-3Y | Cisco FirePOWER 8270 IPS, Apps and URL 3YR Service Subs | или еквивалентно
2043 | FP8390-TAC-1Y | Cisco FirePOWER 8390 IPS, Apps and URL 1YR Service Subs | или еквивалентно
2044 | FP7120-TAC-1Y | Cisco FirePOWER 7120 IPS, Apps and URL 1YR Service Subs | или еквивалентно
2045 | FP8350-TAC-1Y | Cisco FirePOWER 8350 IPS, Apps and URL 1YR Service Subs | или еквивалентно
2046 | FP8370-TAC-3Y | Cisco FirePOWER 8370 IPS, Apps and URL 3YR Service Subs | или еквивалентно
2047 | FP7115-TAC-1Y | Cisco FirePOWER 7115 IPS, Apps and URL 1YR Service Subs | или еквивалентно
2048 | FP8140-TAC-1Y | Cisco FirePOWER 8140 IPS, Apps and URL 1YR Service Subs | или еквивалентно
2049 | FP8360-TAC-3Y | Cisco FirePOWER 8360 IPS, Apps and URL 3YR Service Subs | или еквивалентно
2050 | FP8250-TAC-3Y | Cisco FirePOWER 8250 IPS, Apps and URL 3YR Service Subs | или еквивалентно
2051 | FP7010-TAC-3Y | Cisco FirePOWER 7010 IPS, Apps and URL 3YR Service Subs | или еквивалентно
2052 | FP8370-TAC-1Y | Cisco FirePOWER 8370 IPS, Apps and URL 1YR Service Subs | или еквивалентно
2053 | FP8260-TAC-1Y | Cisco FirePOWER 8260 IPS, Apps and URL 1YR Service Subs | или еквивалентно
2054 | FP8130-TAC-3Y | Cisco FirePOWER 8130 IPS, Apps and URL 3YR Service Subs | или еквивалентно
2055 | FP8390-TAC-3Y | Cisco FirePOWER 8390 IPS, Apps and URL 3YR Service Subs | или еквивалентно
2056 | FP7120-TAC-3Y | Cisco FirePOWER 7120 IPS, Apps and URL 3YR Service Subs | или еквивалентно
2057 | FP8290-TAC-1Y | Cisco FirePOWER 8290 IPS, Apps and URL 1YR Service Subs | или еквивалентно
|  | Cisco IPS, Apps and AMP For FirePOWER Service Subscription | или еквивалентно
2058 | FP8390-TAM-3Y | Cisco FirePOWER 8390 IPS, Apps and AMP 3YR Service Subs | или еквивалентно
2059 | FP8350-TAM-3Y | Cisco FirePOWER 8350 IPS, Apps and AMP 3YR Service Subs | или еквивалентно
2060 | FP8140-TAM-3Y | Cisco FirePOWER 8140 IPS, Apps and AMP 3YR Service Subs | или еквивалентно
2061 | FP8260-TAM-1Y | Cisco FirePOWER 8260 IPS, Apps and AMP 1YR Service Subs | или еквивалентно
2062 | FP7120-TAM-1Y | Cisco FirePOWER 7120 IPS, Apps and AMP 1YR Service Subs | или еквивалентно
2063 | FP7115-TAM-3Y | Cisco FirePOWER 7115 IPS, Apps and AMP 3YR Service Subs | или еквивалентно
2064 | FP7115-TAM-1Y | Cisco FirePOWER 7115 IPS, Apps and AMP 1YR Service Subs | или еквивалентно
2065 | FP7030-TAM-1Y | Cisco FirePOWER 7030 IPS, Apps and AMP 1YR Service Subs | или еквивалентно
2066 | FP8290-TAM-1Y | Cisco FirePOWER 8290 IPS, Apps and AMP 1YR Service Subs | или еквивалентно
2067 | FP8120-TAM-3Y | Cisco FirePOWER 8120 IPS, Apps and AMP 3YR Service Subs | или еквивалентно
2068 | FP8350-TAM-1Y | Cisco FirePOWER 8350 IPS, Apps and AMP 1YR Service Subs | или еквивалентно
2069 | FP7020-TAM-3Y | Cisco FirePOWER 7020 IPS, Apps and AMP 3YR Service Subs | или еквивалентно
2070 | FP8290-TAM-3Y | Cisco FirePOWER 8290 IPS, Apps and AMP 3YR Service Subs | или еквивалентно
2071 | FP8360-TAM-3Y | Cisco FirePOWER 8360 IPS, Apps and AMP 3YR Service Subs | или еквивалентно
2072 | FP8270-TAM-3Y | Cisco FirePOWER 8270 IPS, Apps and AMP 3YR Service Subs | или еквивалентно
2073 | FP8140-TAM-1Y | Cisco FirePOWER 8140 IPS, Apps and AMP 1YR Service Subs | или еквивалентно
2074 | FP7125-TAM-3Y | Cisco FirePOWER 7125 IPS, Apps and AMP 3YR Service Subs | или еквивалентно
2075 | FP7110-TAM-1Y | Cisco FirePOWER 7110 IPS, Apps and AMP 1YR Service Subs | или еквивалентно
2076 | FP8370-TAM-3Y | Cisco FirePOWER 8370 IPS, Apps and AMP 3YR Service Subs | или еквивалентно
2077 | FP8270-TAM-1Y | Cisco FirePOWER 8270 IPS, Apps and AMP 1YR Service Subs | или еквивалентно
2078 | FP8250-TAM-1Y | Cisco FirePOWER 8250 IPS, Apps and AMP 1YR Service Subs | или еквивалентно
2079 | FP8390-TAM-1Y | Cisco FirePOWER 8390 IPS, Apps and AMP 1YR Service Subs | или еквивалентно
2080 | FP7020-TAM-1Y | Cisco FirePOWER 7020 IPS, Apps and AMP 1YR Service Subs | или еквивалентно
2081 | FP8250-TAM-3Y | Cisco FirePOWER 8250 IPS, Apps and AMP 3YR Service Subs | или еквивалентно
2082 | FP7125-TAM-1Y | Cisco FirePOWER 7125 IPS, Apps and AMP 1YR Service Subs | или еквивалентно
2083 | FP7010-TAM-3Y | Cisco FirePOWER 7010 IPS, Apps and AMP 3YR Service Subs | или еквивалентно
2084 | FP8260-TAM-3Y | Cisco FirePOWER 8260 IPS, Apps and AMP 3YR Service Subs | или еквивалентно
2085 | FP7120-TAM-3Y | Cisco FirePOWER 7120 IPS, Apps and AMP 3YR Service Subs | или еквивалентно
2086 | FP7010-TAM-1Y | Cisco FirePOWER 7010 IPS, Apps and AMP 1YR Service Subs | или еквивалентно
2087 | FP8370-TAM-1Y | Cisco FirePOWER 8370 IPS, Apps and AMP 1YR Service Subs | или еквивалентно
2088 | FP7030-TAM-3Y | Cisco FirePOWER 7030 IPS, Apps and AMP 3YR Service Subs | или еквивалентно
2089 | FP8360-TAM-1Y | Cisco FirePOWER 8360 IPS, Apps and AMP 1YR Service Subs | или еквивалентно
2090 | FP8130-TAM-3Y | Cisco FirePOWER 8130 IPS, Apps and AMP 3YR Service Subs | или еквивалентно
2091 | FP7110-TAM-3Y | Cisco FirePOWER 7110 IPS, Apps and AMP 3YR Service Subs | или еквивалентно
2092 | FP8120-TAM-1Y | Cisco FirePOWER 8120 IPS, Apps and AMP 1YR Service Subs | или еквивалентно
2093 | FP8130-TAM-1Y | Cisco FirePOWER 8130 IPS, Apps and AMP 1YR Service Subs | или еквивалентно
|  | Cisco IPS, Apps,AMP & URL For FirePOWER Service Subscription | или еквивалентно
2094 | FP8350-TAMC-3Y | Cisco FirePOWER 8350 IPS, Apps, AMP and URL 3YR Service Subs | или еквивалентно
2095 | FP7120-TAMC-3Y | Cisco FirePOWER 7120 IPS, Apps, AMP and URL 3YR Service Subs | или еквивалентно
2096 | FP7115-TAMC-3Y | Cisco FirePOWER 7115 IPS, Apps, AMP and URL 3YR Service Subs | или еквивалентно
2097 | FP8390-TAMC-1Y | Cisco FirePOWER 8390 IPS, Apps, AMP and URL 1YR Service Subs | или еквивалентно
2098 | FP8360-TAMC-1Y | Cisco FirePOWER 8360 IPS, Apps, AMP and URL 1YR Service Subs | или еквивалентно
2099 | FP8130-TAMC-3Y | Cisco FirePOWER 8130 IPS, Apps, AMP and URL 3YR Service Subs | или еквивалентно
2100 | FP7110-TAMC-3Y | Cisco FirePOWER 7110 IPS, Apps, AMP and URL 3YR Service Subs | или еквивалентно
2101 | FP8360-TAMC-3Y | Cisco FirePOWER 8360 IPS, Apps, AMP and URL 3YR Service Subs | или еквивалентно
2102 | FP8370-TAMC-3Y | Cisco FirePOWER 8370 IPS, Apps, AMP and URL 3YR Service Subs | или еквивалентно
2103 | FP7030-TAMC-3Y | Cisco FirePOWER 7030 IPS, Apps, AMP and URL 3YR Service Subs | или еквивалентно
2104 | FP7030-TAMC-1Y | Cisco FirePOWER 7030 IPS, Apps, AMP and URL 1YR Service Subs | или еквивалентно
2105 | FP8140-TAMC-3Y | Cisco FirePOWER 8140 IPS, Apps, AMP and URL 3YR Service Subs | или еквивалентно
2106 | FP8250-TAMC-1Y | Cisco FirePOWER 8250 IPS, Apps, AMP and URL 1YR Service Subs | или еквивалентно
2107 | FP7125-TAMC-1Y | Cisco FirePOWER 7125 IPS, Apps, AMP and URL 1YR Service Subs | или еквивалентно
2108 | FP8290-TAMC-3Y | Cisco FirePOWER 8290 IPS, Apps, AMP and URL 3YR Service Subs | или еквивалентно
2109 | FP8270-TAMC-1Y | Cisco FirePOWER 8270 IPS, Apps, AMP and URL 1YR Service Subs | или еквивалентно
2110 | FP8120-TAMC-3Y | Cisco FirePOWER 8120 IPS, Apps, AMP and URL 3YR Service Subs | или еквивалентно
2111 | FP8130-TAMC-1Y | Cisco FirePOWER 8130 IPS, Apps, AMP and URL 1YR Service Subs | или еквивалентно
2112 | FP8140-TAMC-1Y | Cisco FirePOWER 8140 IPS, Apps, AMP and URL 1YR Service Subs | или еквивалентно
2113 | FP7020-TAMC-3Y | Cisco FirePOWER 7020 IPS, Apps, AMP and URL 3YR Service Subs | или еквивалентно
2114 | FP8250-TAMC-3Y | Cisco FirePOWER 8250 IPS, Apps, AMP and URL 3YR Service Subs | или еквивалентно
2115 | FP8270-TAMC-3Y | Cisco FirePOWER 8270 IPS, Apps, AMP and URL 3YR Service Subs | или еквивалентно
2116 | FP8260-TAMC-3Y | Cisco FirePOWER 8260 IPS, Apps, AMP and URL 3YR Service Subs | или еквивалентно
2117 | FP7120-TAMC-1Y | Cisco FirePOWER 7120 IPS, Apps, AMP and URL 1YR Service Subs | или еквивалентно
2118 | FP7010-TAMC-1Y | Cisco FirePOWER 7010 IPS, Apps, AMP and URL 1YR Service Subs | или еквивалентно
2119 | FP7010-TAMC-3Y | Cisco FirePOWER 7010 IPS, Apps, AMP and URL 3YR Service Subs | или еквивалентно
2120 | FP7110-TAMC-1Y | Cisco FirePOWER 7110 IPS, Apps, AMP and URL 1YR Service Subs | или еквивалентно
2121 | FP8290-TAMC-1Y | Cisco FirePOWER 8290 IPS, Apps, AMP and URL 1YR Service Subs | или еквивалентно
2122 | FP7115-TAMC-1Y | Cisco FirePOWER 7115 IPS, Apps, AMP and URL 1YR Service Subs | или еквивалентно
2123 | FP7125-TAMC-3Y | Cisco FirePOWER 7125 IPS, Apps, AMP and URL 3YR Service Subs | или еквивалентно
2124 | FP8260-TAMC-1Y | Cisco FirePOWER 8260 IPS, Apps, AMP and URL 1YR Service Subs | или еквивалентно
2125 | FP8370-TAMC-1Y | Cisco FirePOWER 8370 IPS, Apps, AMP and URL 1YR Service Subs | или еквивалентно
2126 | FP8120-TAMC-1Y | Cisco FirePOWER 8120 IPS, Apps, AMP and URL 1YR Service Subs | или еквивалентно
2127 | FP8350-TAMC-1Y | Cisco FirePOWER 8350 IPS, Apps, AMP and URL 1YR Service Subs | или еквивалентно
2128 | FP8390-TAMC-3Y | Cisco FirePOWER 8390 IPS, Apps, AMP and URL 3YR Service Subs | или еквивалентно
2129 | FP7020-TAMC-1Y | Cisco FirePOWER 7020 IPS, Apps, AMP and URL 1YR Service Subs | или еквивалентно
|  | Cisco FirePOWER Virtual Appliance and Service Subscription | или еквивалентно
2130 | FP-VMW-TAC-1Y | Cisco FirePOWER Virtual IPS, Apps and URL 1YR Service Subs | или еквивалентно
2131 | FP-VMW-IPS-K9 | Cisco NGIPSv for VMWare Appliance | или еквивалентно
2132 | FP-VMW-TA-1Y | Cisco FirePOWER Virtual IPS and Apps 1YR Service Subs | или еквивалентно
2133 | FP-VMW-TAMC-1Y | Cisco FirePOWER Virtual IPS, Apps, AMP and URL 1YR Svc Subs | или еквивалентно
2134 | FP-VMW-TAMC-3Y | Cisco FirePOWER Virtual IPS, Apps, AMP and URL 3YR Svc Subs | или еквивалентно
2135 | FP-VMW-TA-3Y | Cisco FirePOWER Virtual IPS and Apps 3YR Service Subs | или еквивалентно
2136 | FP-VMW-URL-3Y | Cisco FirePOWER Virtual Appl. URL Filtering 3Y Service Subs | или еквивалентно
2137 | FP-VMW-AMP-3Y | Cisco AMP for FirePOWER Virtual Appl. 3YR Svc Subscription | или еквивалентно
2138 | FP-VMW-TAC-3Y | Cisco FirePOWER Virtual IPS, Apps and URL 3YR Service Subs | или еквивалентно
2139 | FP-VMW-URL-1Y | Cisco FirePOWER Virtual Appl. URL Filtering 1Y Service Subs | или еквивалентно
2140 | FP-VMW-TAM-1Y | Cisco FirePOWER Virtual IPS, Apps and AMP 1YR Service Subs | или еквивалентно
2141 | FP-VMW-TAM-3Y | Cisco FirePOWER Virtual IPS, Apps and AMP 3YR Service Subs | или еквивалентно
2142 | FP-VMW-AMP-1Y | Cisco AMP for FirePOWER Virtual Appl. 1YR Svc Subscription | или еквивалентно
|  | Cisco FirePOWER Network Modules | или еквивалентно
2143 | FPNM-4SX-1G-BP | FirePOWER 4-Port 1 Gbps SX Fiber Network Module with Bypass | или еквивалентно
2144 | FPNM-2LR-10G-BP | FirePOWER 2-Port 10 Gbps LR Fiber Network Module with Bypass | или еквивалентно
2145 | FPNM-4CU-1G-NBP | FirePOWER 4-Port 1Gbps Copper Network Module with Non-Bypass | или еквивалентно
2146 | FPNM-4SR-10G-NBP | FirePOWER 4-Port 10Gbps SR FI Network Module with Non-Bypass | или еквивалентно
2147 | FPNM-2SR-10G-BP | FirePOWER 2-Port 10 Gbps SR Fiber Network Module with Bypass | или еквивалентно
2148 | FPNM-4LR-10G-NBP | FirePOWER 4-Port 10Gbps LR FI Network Module with Non-Bypass | или еквивалентно
2149 | FPNM-2SR-40G-BP | FirePOWER 2-Port 40 Gbps SR Fiber Network Module with Bypass | или еквивалентно
2150 | FPNM-4CU-1G-BP | FirePOWER 4-Port 1 Gbps Copper Network Module Bypass | или еквивалентно
2151 | FPNM-4SX-1G-NBP | FirePOWER 4-Port 1Gbps SX FI Network Module with Non-Bypass | или еквивалентно
|  | Cisco SSL Network Modules | или еквивалентно
2152 | FPNM-SSL-2LR-10G | FirePOWER SSL 2-Port 10Gbps LR FI Network Module with Bypass | или еквивалентно
2153 | FPNM-SSL-2SR-10G | FirePOWER SSL 2-Port 10Gbps SR FI Network Module with Bypass | или еквивалентно
2154 | FPNM-SSL-4CU-1G | FirePOWER SSL 4-Port 1Gbps Copper Network Module Bypass | или еквивалентно
2155 | FPNM-SSL-4SX-1G | FirePOWER SSL 4-Port 1Gbps SX FI Network Module with Bypass | или еквивалентно
|  | Cisco Qualys Connector Software and Service Subscription | или еквивалентно
2156 | L-FP-QUALYS-1Y | Cisco FirePOWER Qualys Connector 1YR Service Subscription | или еквивалентно
2157 | L-FP-QUALYS-3Y | Cisco FirePOWER Qualys Connector 3YR Service Subscription | или еквивалентно
2158 | FP-QUALYS-SW-K9 | Cisco FirePOWER Qualys Connector Utility for Host Input API | или еквивалентно
|  | Nexus 1000V Licenses | или еквивалентно
2159 | N1K-VLCPU-32-ADV | Nexus 1000V Adv Ed eDelivery Multi-Hypervisor License Qty 32 | или еквивалентно
2160 | N1K-VLCPU-96-ADV | Nexus 1000V Adv Ed eDelivery Multi-Hypervisor License Qty 96 | или еквивалентно
|  | UCS and Nexus 1000V Bundles | или еквивалентно
2161 | N1K-VSG-UCS-BUN | Nexus 1000V Adv Edition for vSphere Paper License Qty 1 | или еквивалентно
2162 | N1K-M-VSG-UCS-BUN | Nexus 1000V Adv Edition for Hyper-V Paper License Qty 1 | или еквивалентно
|  | Nexus 1000V InterCloud | или еквивалентно
2163 | N1K-IC-NSC-50-1YR | Nexus 1000V InterCloud VM eLicense for one year - Qty 50 | или еквивалентно
|  | Citrix NetScaler 1000V | или еквивалентно
2164 | N1K-1110-X-SSL-5SC | Nexus 1110-X w/ SSL card & 5G standard NS1KV (cluster) | или еквивалентно
2165 | N1K-1110-X-SSL-5P | Nexus 1110-X w/ SSL card & 5G platinum NS1KV | или еквивалентно
2166 | N1K-1110-X-SSL | Nexus 1110-X w/ SSL card | или еквивалентно
2167 | N1K-1110-X-SSL-5E | Nexus 1110-X w/ SSL card & 5G enterprise NS1KV | или еквивалентно
2168 | N1K-1110-X-SSL-5EC | Nexus 1110-X w/ SSL card & 5G enterprise NS1KV (cluster) | или еквивалентно
2169 | N1K-1110-X-SSL-5S | Nexus 1110-X w/ SSL card & 5G standard NS1KV | или еквивалентно
2170 | N1K-1110-X-SSL-5PC | Nexus 1110-X w/ SSL card & 5G platinum NS1KV (cluster) | или еквивалентно
|  | Cisco Nexus 2200 Series Chassis | или еквивалентно
2171 | N2K-C2232PP | N2K-C2232PP-10GE (32x1/10GE+8x10GE), airflow/power option | или еквивалентно
2172 | N2K-C2224TP | N2K-C2224TP-1GE (24x100/1000-T+2x10GE), airflow/power option | или еквивалентно
2173 | N2K-C2248TP | N2K-C2248TP-1GE (48x100/1000-T+4x10GE), airflow/power option | или еквивалентно
2174 | N2K-C2232TM | N2K-C2232TM-10GE (32x1/10GT+8x10GE), airflow/power option | или еквивалентно
2175 | N2K-C2248PQ | Nexus 2000 Series 10GE FEX; 48x1/10GE SFP+; 4x40G QSFP | или еквивалентно
2176 | N2K-C2232PF-10GE | Nexus 2232PP with 16 FET (2 AC PS, 1 FAN (Std Airflow)) | или еквивалентно
2177 | N2K-C2248TF-1GE | Nexus 2248TP with 8 FET (2 AC PS, 1 Fan (Std Airflow)) | или еквивалентно
2178 | N2K-C2248PQF | Nexus 2248PQ with (8 FET-40G) or (4 FET-40G and 16 FET-10G) | или еквивалентно
2179 | N2K-C2232TM-10GE | N2K 10GE, 2 AC PS, 1Fan (Std Air), 32x1/10GT+Uplink Module | или еквивалентно
2180 | N2K-C2232TF-10GE | Nexus 2232TM with 16 FET (2 AC PS, 1Fan (Std Airfflow)) | или еквивалентно
|  | Cisco Nexus 2200- Nexus 5000 Series Chassis Bundle | или еквивалентно
2181 | N2K-C2248TR-E | Nexus 2248TP-E with 1 x QSFP-40G-SR4 and 4 x SFP-10G-SR | или еквивалентно
2182 | N5672UP-4FEX-10G | N5672UP Chassis with 4 x 10G FEXes with FETs | или еквивалентно
2183 | N5672UP-6FEX-1G | N5672UP Chassis with 6 x 1G FEXes with FETs | или еквивалентно
2184 | N5672UP-2FEX-10G | N5672UP Chassis with 2 x 10G FEXes with FETs | или еквивалентно
2185 | N5672UP-4FEX-1G | N5672UP Chassis with 4 x 1G FEXes with FETs | или еквивалентно
2186 | N5672UP-6FEX-10G | N5672UP Chassis with 6 x 10G FEXes with FETs | или еквивалентно
2187 | N5672UP-6FEX-10GT | N5672UP Chassis with 6 x 10GT FEXes with FETs | или еквивалентно
2188 | N5672UP-4FEX-10GT | N5672UP Chassis with 4 x 10GT FEXes with FETs | или еквивалентно
2189 | N5672UP-8FEX-1G | N5672UP Chassis with 8 x 1G FEXes with FETs | или еквивалентно
2190 | N56128PMM-6FEX-10G | Nexus 56128P, 2xN56-M24UP2Q, 6xNexus 2248PQ with FETs | или еквивалентно
2191 | N56128P-4FEX-10G | Nexus 56128P, 4xNexus 2232PP with FETs | или еквивалентно
2192 | N56128P-8FEX-1G | Nexus 56128P, 8xNexus 2248TP-E with FETs | или еквивалентно
2193 | N56128P-4FEX-10GT | Nexus 56128P, 4xNexus 2232TM-E with FETs | или еквивалентно
2194 | N56128P-6FEX-1G | Nexus 56128P, 6xNexus 2248TP-E with FETs | или еквивалентно
2195 | N56128PM-6FEX-10GT | Nexus 56128P, 1xN56-M24UP2Q, 6xNexus 2232TM-E with FETs | или еквивалентно
2196 | N56128PM-12FEX-1G | Nexus 56128P, 1xN56-M24UP2Q, 12xNexus 2248TP-E with FETs | или еквивалентно
2197 | N56128PM-8FEX-10G | Nexus 56128P, 1xN56-M24UP2Q, 8xNexus 2232PP with FETs | или еквивалентно
2198 | N56128PM-6FEX-10G | Nexus 56128P, 1xN56-M24UP2Q, 6xNexus 2232PP with FETs | или еквивалентно
2199 | N56128PM-8FEX-10GT | Nexus 56128P, 1xN56-M24UP2Q, 8xNexus 2232TM-E with FETs | или еквивалентно
2200 | N56128PM-4FEX-10G | Nexus 56128P, 1xN56-M24UP2Q, 4xNexus 2248PQ with FETs | или еквивалентно
2201 | N5672UP-12FEX-1G | N5672UP Chassis with 12 x 1G FEXes with FETs | или еквивалентно
2202 | N5696Q-8FEX-10GT | N5696Q Chassis with 8 x 10GT FEXes with FETs | или еквивалентно
2203 | N5696Q-6FEX-1G | N5696Q Chassis with 6 x 1G FEXes with FETs | или еквивалентно
2204 | N5696Q-12FEX-1G | N5696Q Chassis with 12 x 1G FEXes with FETs | или еквивалентно
|  | Cisco Nexus 2300 Series Chassis | или еквивалентно
2205 | N2K-C2348UPQ | Nexus 2000, 10GE UP FEX; 48x1/10GE SFP+ ; 6x40G QSFP | или еквивалентно
2206 | N2K-C2348TQ | Nexus 2000, 10GT FEX; 48x1/10T; 6x40G QSFP | или еквивалентно
|  | Cisco Nexus 3000 Series Switches | или еквивалентно
2207 | N3K-C3048TP-1GE | Nexus 3048TP-1GE 1RU 48 x 10/100/1000 and 4 x 10GE ports | или еквивалентно
2208 | N3K-C3064PQ-10GE | Nexus 3064-E, 48 SFP+, 4 QSFP+ ports, with enh scale | или еквивалентно
2209 | N3K-C3016Q-40GE | Nexus 3016Q-40GE 1RU 16p 40GE switch, no p/s, no fan-tray | или еквивалентно
2210 | N3K-C3064PQ-10GX | Nexus 3064-X, 48 SFP+, 4 QSFP+ ports, with enh scale, low-l | или еквивалентно
2211 | N3K-C3064TQ-10GT | Nexus 3064-T, 48 x 10GBase-T and 4 QSFP+ ports | или еквивалентно
2212 | N3K-C3172TQ-10GT | Nexus 3172T 48 x 1/10GBase-T and 6 QSFP+ ports | или еквивалентно
2213 | N3K-C3132Q-40GE | Nexus 3132Q 32 x QSFP+ and 4 SFP+ ports | или еквивалентно
2214 | N3K-C3172PQ-10GE | Nexus 3172P 48 x SFP+ and 6 QSFP+ ports | или еквивалентно
2215 | N3K-C3064TQ-32T | Nexus 3064-T, 32 x 10GBase-T and 4 QSFP+ ports | или еквивалентно
2216 | N3K-C3164Q-40GE | Cisco Nexus 3164, 64 QSFP+ ports, 2RU | или еквивалентно
2217 | N3K-C3132Q-40GX | Cisco Nexus 3132Q-X, 32 QSFP+ ports, low power, latency | или еквивалентно
|  | Cisco Nexus 3000 Series Software | или еквивалентно
2218 | N3K-LAN1K9 | Nexus 3000 LAN Enterprise License | или еквивалентно
2219 | N3K-C3048-LAN1K9 | Nexus 3048 LAN Enterprise License | или еквивалентно
2220 | DCNM-LAN-N3K-K9 | DCNM for LAN Advanced Edt. for Nexus 3000 | или еквивалентно
|  | Cisco Nexus 5500 Chassis | или еквивалентно
2221 | N5K-C5548UP-FA | Nexus 5548 UP Chassis, 32 10GbE Ports, 2 PS, 2 Fans | или еквивалентно
2222 | N5K-C5596UP-FA | Nexus 5596UP 2RU Chassis, 2PS, 4 Fans, 48 Fixed 10GE Ports | или еквивалентно
2223 | N5K-C5596T-FA | Nexus 5596T 2RU, 2PS/4Fans, 32x10GT/16xSFP+ Fixed Ports | или еквивалентно
|  | Cisco Nexus 5500 Chassis Bundle | или еквивалентно
2224 | N5K-C5548UP-B-S32 | N5548UP Storage Solutions Bundle, 32 port storage serv Licen | или еквивалентно
2225 | N5K-C5548UPM-B-S48 | N5548UP Storage Solutions Bundle, 48 port storage serv Licen | или еквивалентно
2226 | N5K-C5548UP-DEMO | Nexus 5548UP Chassis Demo Bundle, Not for Resale | или еквивалентно
2227 | N5K-C5596UPM-B-S96 | N5596UP Storage Solutions Bundle, 96 port storage serv Licen | или еквивалентно
2228 | N5K-C5596UP-B-S48 | N5596UP Storage Solutions Bundle, 48 port storage serv Licen | или еквивалентно
2229 | N5K-C5596UP-DEMO | Nexus 5596UP Chassis Demo Bundle, Not for Resale | или еквивалентно
2230 | N5596UP-B-FC48 | Nexus 5596UP, 48 FC transceiver, 48p storage license | или еквивалентно
2231 | C1-N5596UP6N2248TP | Cisco One Nexus 5596UP/6xN2248TP | или еквивалентно
2232 | C1-N5596UP6N2248TF | Cisco One Nexus 5596UP/6xN2248TP/48xFET | или еквивалентно
|  | Cisco Nexus 5500 Transceivers and Cables | или еквивалентно
2233 | SFP-10G-SR | 10GBASE-SR SFP Module | или еквивалентно
2234 | SFP-10G-LR | 10GBASE-LR SFP Module | или еквивалентно
2235 | SFP-H10GB-CU5M | 10GBASE-CU SFP+ Cable 5 Meter | или еквивалентно
2236 | SFP-H10GB-ACU7M | Active Twinax cable assembly, 7m | или еквивалентно
2237 | SFP-H10GB-ACU10M | Active Twinax cable assembly, 10m | или еквивалентно
2238 | DS-SFP-FC4G-SW | 4 Gbps Fibre Channel-SW SFP, LC | или еквивалентно
2239 | DS-SFP-FC8G-SW | 8 Gbps Fibre Channel SW SFP+, LC | или еквивалентно
2240 | GLC-T | 1000BASE-T SFP | или еквивалентно
2241 | SFP-GE-T | 1000BASE-T SFP (NEBS 3 ESD) | или еквивалентно
2242 | DS-SFP-FC8G-LW | 8 Gbps Fibre Channel LW SFP+, LC | или еквивалентно
2243 | SFP-H10GB-CU1-5M | 10GBASE-CU SFP+ Cable 1.5 Meter | или еквивалентно
2244 | SFP-H10GB-CU2-5M | 10GBASE-CU SFP+ Cable 2.5 Meter | или еквивалентно
2245 | SFP-H10GB-CU2M | 10GBASE-CU SFP+ Cable 2 Meter | или еквивалентно
|  | Cisco Nexus 5500 Expansion Modules | или еквивалентно
2246 | N55-M16P | Nexus 5500 Module 16p 10GE Ethernet/FCoE | или еквивалентно
2247 | N55-M8P8FP | Nexus 5500 Module 8p 10GE Eth/FCoE + 8p 8/4/2/1G FC | или еквивалентно
2248 | N55-D160L3 | Nexus 5548 Layer 3 Daughter Card | или еквивалентно
2249 | N55-M16UP | Nexus 5500 Unified Mod 16p 10GE Eth/FCoE OR 16p 8/4/2/1G FC | или еквивалентно
2250 | N55-M160L3 | Nexus 5596 Layer 3 Expansion Module | или еквивалентно
2251 | N55-PDC-750W | Nexus 5500 750W DC Power Supply | или еквивалентно
2252 | N55-M12T | Nexus 5500 Module 12 ports 10G BaseT | или еквивалентно
2253 | N55-D160L3-V2 | Nexus 5548 Layer 3 Daughter Card, Version 2 | или еквивалентно
2254 | N55-M160L3-V2 | Nexus 5596 Layer 3 Expansion Module, Version 2 | или еквивалентно
|  | Cisco Nexus 5500 Software | или еквивалентно
2255 | N55-8P-SSK9 | Nexus 5500 Storage License, 8 Ports | или еквивалентно
2256 | N5000FMS1K9 | Nexus 5000 Fabric Manager Server License | или еквивалентно
2257 | N55-LAN1K9 | Layer 3 License for Nexus 5500 Platform | или еквивалентно
2258 | N55-48P-SSK9 | Nexus 5500 Storage License, 48 Ports | или еквивалентно
2259 | N5548-FNPV-SSK9 | Nexus 5548 FCoE NPV License | или еквивалентно
2260 | N5596-FNPV-SSK9 | Nexus 5596 FCoE NPV License | или еквивалентно
2261 | N5548-EL2-SSK9 | Nexus 5548 Enhanced Layer 2 License | или еквивалентно
2262 | N5596-EL2-SSK9 | Nexus 5596 Enhanced Layer 2 License | или еквивалентно
2263 | N5548-EL2-P-SSK9 | Limited Time Promotion-Nexus 5548 Enhanced Layer 2 License | или еквивалентно
2264 | N5596-EL2-P-SSK9 | Limited Time Promotion-Nexus 5596 Enhanced Layer 2 License | или еквивалентно
2265 | N5K-5596-SBUN-P1 | Promo-Inc L3 Base,LAN,Enhanced L2,DCNM,VM-FEX,64p Storage | или еквивалентно
2266 | N5K-5548-SBUN-P1 | Promo-Inc L3 Base,LAN,Enhanced L2,DCNM,VM-FEX,40p Storage | или еквивалентно
2267 | L-DCNM-S-N5K-K9 | E-Delivery DCNM for SAN Advanced Edition for Nexus 5000 pak | или еквивалентно
2268 | DCNM-LAN-N5K-K9 | DCNM for LAN Advanced Edt. for Nexus 5000 | или еквивалентно
2269 | L-N5000FMS1K9 | Nexus 5000 Fabric Manager Server License (eDelivery) | или еквивалентно
2270 | DCNM-SAN-N5K-K9 | DCNM for SAN License for Nexus 5000 | или еквивалентно
2271 | C1F1PNEX55961K9 | Cisco ONE Foundation Perpetual Nexus 5596 | или еквивалентно
2272 | C1F1PNEX55481K9 | Cisco ONE Nexus 5548 Foundation Perpetual License | или еквивалентно
|  | Cisco Nexus 5600 Chassis | или еквивалентно
2273 | N56-M24UP2Q | Nexus 56128P Module, 24x 10G SFP+ UP, 2x QSFP+ fixed ports | или еквивалентно
2274 | N5K-C56128P | Nexus 56128P 2RU Chassis, 48x10G SFP+, 4x40G QSFP+ | или еквивалентно
2275 | N5600-M12Q | Nexus 5624Q/5648Q 12 ports 40G VXLAN GEM | или еквивалентно
2276 | N5K-C5624Q | Nexus 5624Q VXLAN 1RU Chassis, 12x40G QSFP+ | или еквивалентно
|  | Cisco Nexus 7000 Series Common Equipment - SUP2E Bundles | или еквивалентно
2277 | N7K-C7009-B2S2E | Nexus 7009 Bundle (Chassis,1xSUP2E,5xFAB2),No Power Supplies | или еквивалентно
2278 | N7K-C7010-B2S2E | Nexus 7010 Bundle (Chassis,1xSUP2E,5xFAB2),No Power Supplies | или еквивалентно
2279 | N7K-C7009-B2S2E-R | Nexus 7009 Bundle(Chassis,2xSUP2E,5xFAB2),No Power Supplies | или еквивалентно
2280 | N7K-C7010-B2S2E-R | Nexus 7010 Bundle (Chassis,2xSUP2E,5xFAB2),No Power Supplies | или еквивалентно
2281 | N7K-C7009-BUN2-P2E | Nexus 7009 Promo Bundle (Chassis,SUP2E,(3)FAB2) | или еквивалентно
2282 | N7K-C7004-S2E-R | Nexus 7004 Bundle(Chassis,2xSUP2E),No Power Supplies | или еквивалентно
2283 | N7K-C7004-S2E | Nexus 7004 Bundle (Chassis,1xSUP2E),No Power Supplies | или еквивалентно
|  | Cisco Nexus 7000 Series Software License Bundles | или еквивалентно
2284 | N7K-SBUN-P1 | Includes LAN, ADV, TRS, EL2, DCNM License - Promotion | или еквивалентно
2285 | N7K-C7009-SBUN-P1 | Inc LAN,ADV,TRS,EL2,DCNM,DCNMSAN,MPLS,SAN,XL - Promotion | или еквивалентно
2286 | N7K-C7010-SBUN-P1 | Inc. LAN,ADV,TRS,EL2,DCNM,DCNMSAN,MPLS,SAN,XL - Promotion | или еквивалентно
2287 | N7K-C7004-SBUN-P1 | Inc N7004 LAN,ADV,TRS,EL2,DCNM,DCNMSAN,MPLS,SAN,XL - Promo | или еквивалентно
2288 | N7K-C7004-5LSB-P1 | Inc N7004 LAN,ADV,TRS,EL2,DCNM License - Promotion | или еквивалентно
|  | Cisco Nexus 7000 Series Chassis | или еквивалентно
2289 | N7K-C7009 | 9 Slot Chassis, No Power Supply, Includes Fans | или еквивалентно
2290 | N7K-C7010 | 10 Slot Chassis, No Power Supplies, Fans Included | или еквивалентно
2291 | N7K-C7004 | 4 Slot Chassis, No Power Supply, Includes Fans | или еквивалентно
|  | Cisco Nexus 7000 Series Fabric 2 Modules | или еквивалентно
2292 | N7K-C7009-FAB-2 | Nexus 7000 - 9 Slot Chassis - 110Gbps/Slot Fabric Module | или еквивалентно
2293 | N7K-C7010-FAB-2 | Nexus 7000 - 10 Slot Chassis - 110Gbps/Slot Fabric Module | или еквивалентно
|  | Cisco Nexus 7000 Series Supervisors | или еквивалентно
2294 | N7K-SUP2E | Nexus 7000 - Supervisor 2 Enhanced,Includes 8GB USB Flash | или еквивалентно
|  | Cisco Nexus 7000 Series M-Modules | или еквивалентно
2295 | N7K-M202CF-22L | Nexus 7000 M2-Series 2 Port 100GbE with XL Option (req. CFP) | или еквивалентно
2296 | N7K-M206FQ-23L | Nexus 7000 M2-Series 6 Port 40GbE with XL Option (req. QSFP) | или еквивалентно
2297 | N7K-M224XP-23L | Nexus 7000 M2-Series 24 Port 10GE with XL Option (req. SFP+) | или еквивалентно
|  | Cisco Nexus 7000 Series F-Modules | или еквивалентно
2298 | N7K-F248XP-25E | Nexus 7000 F2-Series 48 Port 1/10G (SFP+) Enhanced | или еквивалентно
2299 | N7K-F248XT-25E | Nexus 7000 F2-Series 48 Port 1/10GBase-T (RJ-45) Enhanced | или еквивалентно
2300 | N7K-F248XT-25E-P1 | Nexus 7000 F2-Series 48 Port 1/10GBase-T (RJ-45) Enhanced | или еквивалентно
2301 | N7K-F312FQ-25 | Nexus 7000 F3-Series 12 Port 40GbE (QSFP) | или еквивалентно
2302 | N7K-F306CK-25 | Nexus 7000 F3-Series 6 Port 100GbE (CPAK) | или еквивалентно
2303 | N7K-F348XP-25 | Nexus 7000 F3-Series 48 Port 10GbE (SFP+) | или еквивалентно
|  | Cisco Nexus 7000 Series Power Supplies | или еквивалентно
2304 | N7K-AC-6.0KW | Nexus 7000 - 6.0KW AC Power Supply Module | или еквивалентно
2305 | N7K-AC-7.5KW-INT | Nexus 7000 - 7.5KW AC Power Supply Module International (cab | или еквивалентно
2306 | N7K-AC-3KW | Nexus 7000 - 3.0KW AC Power Supply Module (Cable Included) | или еквивалентно
|  | Cisco Nexus 7000 Series Optional Equipment & Spares | или еквивалентно
2307 | N7K-C7010-FD-MB | Nexus 7010 Front Door Kit | или еквивалентно
2308 | N7K-C7010-AFLT | Nexus 7010 Air Filter | или еквивалентно
2309 | N7K-CPF-2GB | Nexus Compact Flash Memory 2GB (Expansion Flash - Slot 0) | или еквивалентно
2310 | N7K-C7009-FD-MB | Nexus 7009 Front Door Kit | или еквивалентно
2311 | N7K-SUP1-8GBUPG | Nexus 7000 Supervisor 1 8GB Memory Upgrade Kit | или еквивалентно
2312 | N7K-USB-2GB | Nexus 7K USB Flash Memory - 2GB (Expansion Flash) | или еквивалентно
2313 | N7K-USB-8GB | Nexus 7K USB Flash Memory - 8GB (Log Flash) | или еквивалентно
2314 | N7K-C7004-FD-MB | Nexus 7004 Front Door Kit | или еквивалентно
|  | Cisco Nexus 7000 Series NX-OS Licenses | или еквивалентно
2315 | N7K-LAN1K9 | Nexus 7000 LAN Enterprise License (L3 protocols) | или еквивалентно
2316 | N7K-ADV1K9 | Nexus 7000 Advanced LAN Enterprise License (VDC, CTS ONLY) | или еквивалентно
2317 | N7K-TRS1K9 | Nexus 7000 Transport Services License (OTV/LISP) | или еквивалентно
2318 | N7K-EL21K9 | Nexus 7000 Enhanced layer 2 (includes FabricPath, RISE) | или еквивалентно
2319 | N7K-SAN1K9 | Nexus 7000 SAN Enterprise License | или еквивалентно
2320 | N7K-FCOEF132XP | FCoE License for Nexus 7000 32-port 10G SFP+ (F1) | или еквивалентно
2321 | N7K-MPLS1K9 | Nexus 7000 MPLS License | или еквивалентно
2322 | N7K-C7009-XL | Nexus 7009 Scalable Feature License | или еквивалентно
2323 | N7K-C7010-XL | Nexus 7010 Scalable Feature License | или еквивалентно
2324 | N7K-VDC1K9 | Nexus 7000 Incremental VDC license (+4 VDC per license) | или еквивалентно
2325 | DCNM-N7K-K9 | DCNM for LAN Enterprise License for one Nexus 7000 Chassis | или еквивалентно
2326 | DCNM-SAN-N7K-K9 | DCNM for SAN Advanced Edition for Nexus 7000 | или еквивалентно
2327 | N7K-C7004-XL | Nexus 7004 Scalable Feature License | или еквивалентно
2328 | N77-MPLS1K9 | Nexus 7700 MPLS License | или еквивалентно
|  | Cisco Nexus 7700 Series Common Equipment - SUP2E Bundles | или еквивалентно
2329 | N77-C7710-B26S2E | Nexus 7710 Bundle (Chassis,1xSUP2E,6xFAB2),No Power Supplies | или еквивалентно
2330 | N77-C7710-B23S2E | Nexus 7710 Bundle (Chassis,1xSUP2E,3xFAB2),No Power Supplies | или еквивалентно
2331 | N77-C7706-B26S2E | Nexus 7706 Bundle (Chassis,1xSUP2E,6xFAB2),No Power Supplies | или еквивалентно
2332 | N77-C7706-B23S2E | Nexus 7706 Bundle (Chassis,1xSUP2E,3xFAB2),No Power Supplies | или еквивалентно
|  | Cisco Nexus 7700 Series Chassis | или еквивалентно
2333 | N77-C7710 | Nexus 7700 10 Slot Chassis, No Power Supplies, Fans included | или еквивалентно
2334 | N77-C7706 | Nexus 7700 6 Slot Chassis, No Power Supplies, Fans included | или еквивалентно
|  | Cisco Nexus 7700 Series Fabric 2 Modules | или еквивалентно
2335 | N77-C7710-FAB-2 | Nexus 7700 - 10 Slot Chassis 220Gbps/Slot Fabric Module | или еквивалентно
2336 | N77-C7706-FAB-2 | Nexus 7700 - 6 Slot Chassis 220Gbps/Slot Fabric Module | или еквивалентно
|  | Cisco Nexus 7700 Series Supervisors | или еквивалентно
2337 | N77-SUP2E | Nexus 7700 - Supervisor 2 Enhanced | или еквивалентно
|  | Cisco Nexus 7700 Series F-Modules | или еквивалентно
2338 | N77-F248XP-23E | Nexus 7700 F2-Series 48 Port 1/10GbE (SFP/SFP+) Enhanced | или еквивалентно
2339 | N77-F348XP-23 | Nexus 7700 F3-Series 48 Port 1/10GbE (SFP/SFP+) | или еквивалентно
2340 | N77-F312CK-26 | Nexus 7700 F3-Series 12 Port 100GbE (CPAK) | или еквивалентно
|  | Cisco Nexus 7700 Series Power Supplies | или еквивалентно
2341 | N77-AC-3KW | Nexus 7700 - 3.0KW AC Power Supply Module (Cable Included) | или еквивалентно
|  | Cisco Nexus 7700 Series Optional Equipment & Spares | или еквивалентно
2342 | N77-C7710-FDK | Nexus 7700 - 10 Slot Chassis Front Door Kit | или еквивалентно
2343 | N77-C7710-AFLT | Nexus 7700 - 10 Slot Chassis Air Filter Kit (Front/Side) | или еквивалентно
2344 | N77-USB-2GB | Nexus 7700 - USB Flash Memory - 2GB (Expansion Flash) | или еквивалентно
2345 | N77-C7706-AFLT | Nexus 7700 - 6 Slot Chassis Air Filter Kit (Front/Side) | или еквивалентно
2346 | N77-C7706-FDK | Nexus 7700 - 6 Slot Chassis Front Door Kit | или еквивалентно
2347 | N77-C7706-CMK | Nexus 7700 - 6 Slot Chassis Center Mount Kit | или еквивалентно
|  | Cisco Nexus 7700 Series NX-OS Licenses | или еквивалентно
2348 | N77-VDC1K9 | Nexus 7700 VDC license (4 VDCs per license) | или еквивалентно
2349 | N77-SAN1K9 | Nexus 7700 SAN Enterprise License | или еквивалентно
2350 | N77-EL21K9 | Nexus 7700 Enhanced Layer 2 License (FabricPath) | или еквивалентно
2351 | N77-LAN1K9 | Nexus 7700 LAN Enterprise License (L3 protocols) | или еквивалентно
2352 | DCNM-SAN-N77-K9 | DCNM for SAN Advanced Edition for Nexus 7700 chassis | или еквивалентно
2353 | DCNM-LAN-N77-K9 | DCNM for LAN Advanced Edt. for Nexus 7700 Chassis | или еквивалентно
2354 | N77-FCOE-F248XP | FCoE License for Nexus 7700 48-port 10G SFP+ (F2E) | или еквивалентно
|  | Cisco Nexus 9300 Series Switches | или еквивалентно
2355 | N9K-C93128TX | Nexus 9300 96p 1/10G-T & additional uplink module req. | или еквивалентно
2356 | N9K-C9396PX | Nexus 9300 48p 1/10G SFP+ & additional uplink module req. | или еквивалентно
2357 | N9K-C9396PX-FA-L3 | Nexus 9396PX, hot air exhaust, Enhanced L3 | или еквивалентно
2358 | N9K-C9332PQ | Nexus 9332 ACI Leaf switch with 32p 40G QSFP | или еквивалентно
2359 | N9K-C9372PX | Nexus 9300 with 48p 10G SFP+ and 6p 40G QSFP+ | или еквивалентно
2360 | N9K-C9372TX | Nexus 9300 with 48p 1/10G-T and 6p 40G QSFP+ | или еквивалентно
2361 | N9K-C9396TX | Nexus 9300 48p 1/10GBASE-T & additional uplink module req. | или еквивалентно
2362 | N9K-C9336PQ | Nexus 9336 ACI Spine switch with 36p 40G QSFP | или еквивалентно
|  | Cisco Nexus 9300 Series Options | или еквивалентно
2363 | N9K-M12PQ | ACI capable Uplink Module for Nexus 9300, 12p 40G QSFP | или еквивалентно
2364 | N9K-M6PQ | ACI capable Uplink Module for Nexus 9300, 6p 40G QSFP | или еквивалентно
2365 | N9K-C9300-FAN3 | Nexus 9300 Fan 3, Port-side Intake | или еквивалентно
|  | Cisco Nexus 9300 Switch Bundles | или еквивалентно
2366 | N9300-4FEX-1G | Nexus 9396PX bundle w/ 4 x Nexus 2248TP-E with FETs | или еквивалентно
2367 | N9300-4FEX-10GT | Nexus 9396PX bundle w/ 4 x Nexus 2232TM-E with FETs | или еквивалентно
2368 | N9300-4FEX-10G | Nexus 9396PX bundle w/ 4 x Nexus 2232PP with FETs | или еквивалентно
2369 | N9K-C9396PX-B18Q | 2 Nexus 9396PX with 8 QSFP-40G-SR-BD | или еквивалентно
2370 | N9K-C93128TX-B18Q | 2 Nexus 93128TX with 8 QSFP-40G-SR-BD | или еквивалентно
2371 | N9K-C9372PX-B18Q | 2 Nexus 9372PX with 8 QSFP-40G-SR-BD | или еквивалентно
2372 | N9K-C9396TX-B18Q | 2 Nexus 9396TX with 8 QSFP-40G-SR-BD | или еквивалентно
2373 | N9K-C9372TX-B18Q | 2 Nexus 9372TX with 8 QSFP-40G-SR-BD | или еквивалентно
|  | Cisco Nexus 9000 Series License | или еквивалентно
2374 | N93-LIC-BUN-P2 | N9300 LAN and ACI Software License Bundle PAK | или еквивалентно
2375 | N93-LIC-BUN-P1 | N9300 LAN and ACI Software License Bundle PAK | или еквивалентно
2376 | N93-LIC-BUN-P3 | N9300 LAN and ACI Software License Bundle PAK, 9332 | или еквивалентно
|  | Cisco Nexus 9500 Series Common | или еквивалентно
2377 | N9K-SUP-A | Supervisor for Nexus 9500 | или еквивалентно
2378 | N9K-C9508-B2 | Nexus 9508 Chassis Bundle with 1 Sup, 3 PS, 2 SC, 6 FM, 3 FT | или еквивалентно
2379 | N9K-C9508-B1 | Nexus 9508 Chassis Bundle with 1 Sup, 3 PS, 2 SC, 3 FM, 3 FT | или еквивалентно
2380 | N9K-C9508-FAN | Fan Tray for Nexus 9508 chassis, Port-side Intake | или еквивалентно
2381 | N9K-SC-A | System Controller for Nexus 9500 | или еквивалентно
2382 | N9K-C9508-FM | Fabric Module for Nexus 9508 chassis | или еквивалентно
2383 | N9K-PAC-3000W-B | Nexus 9500 3000W AC PS, Port-side Intake | или еквивалентно
2384 | N9K-C9508 | Nexus 9508 Chassis with 8 linecard slots | или еквивалентно
2385 | N9K-C9508-B18Q | 1 Nexus 9508-B1, 2x9564TX 1/10GT and 8 QSFP-40G-SR-BD | или еквивалентно
2386 | N9K-C95C93-B18Q | 2 Nexus 9508-B2 w 72p 40G, 2 N9396PX and 8 QSFP-40G-SR-BD | или еквивалентно
2387 | N9K-C9504 | Nexus 9504 Chassis with 4 linecard slots | или еквивалентно
2388 | N9K-C95C93-B28Q | 2 Nexus 9504-B2 w 72p 40G, 2 N9396PX and 8 QSFP-40G-SR-BD | или еквивалентно
2389 | N9K-C9504-FM | Fabric Module for Nexus 9504 chassis | или еквивалентно
2390 | N9K-C9504-FAN | Fan Tray for Nexus 9504 chassis, Port-side Intake | или еквивалентно
2391 | N9K-C9504-B2 | Nexus 9504 Chassis Bundle with 1 Sup, 3 PS, 2 SC, 6 FM, 3 FT | или еквивалентно
2392 | N9K-C9504-B1 | Nexus 9504 Chassis Bundle with 1 Sup, 3 PS, 2 SC, 3 FM, 3 FT | или еквивалентно
2393 | N9K-C9508-B3R8Q | 8 slot, 2 Sup, 4 FM, 2 SC, 6 PS, 4x9464TX, 8 BIDI | или еквивалентно
2394 | N9K-C9508-B38Q | 8 slot, 1 Sup, 4 FM, 2 SC, 3 PS, 4x9464TX, 8 BIDI | или еквивалентно
2395 | N9K-C9508-B2R8Q | 8 slot, 2 Sup, 3 FM, 2 SC, 6 PS, 4x9564TX, 8 BIDI | или еквивалентно
2396 | N9K-SUP-B | Supervisor B for Nexus 9500 | или еквивалентно
2397 | N9K-C9508-B28Q | 8 slot, 1 Sup, 3 FM, 2 SC, 3 PS, 4x9564TX, 8 BIDI | или еквивалентно
2398 | N9K-C9508-B3 | Nexus 9508 Chassis Bundle with 1 Sup, 3 PS, 2 SC, 4 FM, 3 FT | или еквивалентно
2399 | N9K-C9504-B3 | Nexus 9504 Chassis Bundle with 1 Sup, 3 PS, 2 SC, 4 FM, 3 FT | или еквивалентно
|  | Cisco Nexus 9500 Series Line Cards | или еквивалентно
2400 | N9K-X9636PQ | Nexus 9500 linecard, 36p 40G QSFP aggregation linecard (non- | или еквивалентно
2401 | N9K-X9564TX | Nexus 9500 ACI linecard, 48p 1/10G-T plus 4p QSFP | или еквивалентно
2402 | N9K-X9564PX | Nexus 9500 ACI linecard, 48p 1/10G SFP+ plus 4p QSFP | или еквивалентно
2403 | N9K-X9432PQ | Nexus 9500 linecard, 32p QSFP P | или еквивалентно
2404 | N9K-X9464PX | Nexus 9500 linecard, 48p 1/10G SFP+ plus 4p QSFP P | или еквивалентно
2405 | N9K-X9464TX | Nexus 9500 linecard, 48p 1/10G-T plus 4p QSFP P | или еквивалентно
2406 | N9K-X9536PQ | Nexus 9500 ACI linecard, 36p 40G QSFP | или еквивалентно
2407 | N9K-X9408PC-CFP2 | Nexus 9500 linecard, 8x100G CFP2rt | или еквивалентно
|  | Cisco Nexus 9500 Series Software | или еквивалентно
2408 | N95-LAN1K9 | LAN Enterprise License for Nexus 9500 Platform | или еквивалентно
|  | Software Licenses for MDS 9100 Series | или еквивалентно
2409 | L-DCNM-S-M91-K9 | DCNM SAN License for MDS 9100 | или еквивалентно
|  | Cisco MDS 9148S 16Gbps Fibre Channel 48 port Switch | или еквивалентно
2410 | DS-C9148S-D12PSK9 | MDS 9148S 16G FC switch, w/ 12 active ports + 16G SW SFPs | или еквивалентно
2411 | DS-C9148S-D12P8K9 | MDS 9148S 16G FC switch, w/ 12 active ports + 8G SW SFPs | или еквивалентно
2412 | DS-C9148S-D48PSK9 | MDS 9148S 16G FC switch, w/ 48 active ports + 16G SW SFPs | или еквивалентно
2413 | DS-C9148S-D48P8K9 | MDS 9148S 16G FC switch, w/ 48 active ports + 8G SW SFPs | или еквивалентно
2414 | DS-C9148S-12PK9 | MDS 9148S 16G FC switch, w/ 12 active ports | или еквивалентно
2415 | DS-C9148S-48PK9 | MDS 9148S 16G FC switch, w/ 48 active ports | или еквивалентно
|  | Optional Licenses for Cisco MDS 9148S 16Gbps FC Switch | или еквивалентно
2416 | M9148S-PL12 | MDS 9148S 16G FC 12-port upgrade license | или еквивалентно
2417 | M9148S-DPL12PSG | MDS 9148S 16G FC 12-port upgrade license + 16G SW SFPs | или еквивалентно
2418 | M9148S-DPL12P8G | MDS 9148S 16G FC 12-port upgrade license + 8G SW SFPs | или еквивалентно
|  | Cisco UCS 5108 Blade Server Chassis | или еквивалентно
2419 | UCSB-PSU-2500ACDV | 2500W Platinum AC Hot Plug Power Supply - DV | или еквивалентно
2420 | UCSB-5108-AC2 | UCS 5108 Blade Server AC2 Chassis, 0 PSU/8 fans/0 FEX | или еквивалентно
2421 | UCS-6324-40G | 6324 Fabric Interconnect License for 40G Scalability Port | или еквивалентно
|  | B260 M4 Base Blade Server | или еквивалентно
2422 | UCSB-EX-M4-1C | UCS Scalable M4 Blade Module w/o CPU/DIMM/HDD for B260 M4 | или еквивалентно
|  | B260 M4 Processor | или еквивалентно
2423 | UCS-CPU-E72870B | 2.3 GHz E7-2870 v2/130W 15C/30M Cache/DDR3 1600MHz | или еквивалентно
2424 | UCS-CPU-E72850B | 2.3 GHz E7-2850 v2/105W 12C/24M Cache/DDR3 1600MHz | или еквивалентно
2425 | UCS-CPU-E74820B | 2.0 GHz E7-4820 v2/105W 8C/16M Cache/DDR3 1600MHz | или еквивалентно
2426 | UCS-CPU-E74860B | 2.6 GHz E7-4860 v2/130W 12C/30M Cache/DDR3 1600MHz | или еквивалентно
2427 | UCS-CPU-E74830B | 2.2 GHz E7-4830 v2/105W 10C/20M Cache/DDR3 1600MHz | или еквивалентно
2428 | UCS-CPU-E74809B | 1.9 GHz E7-4809 v2/105W 6C/12M Cache/DDR3 1333MHz | или еквивалентно
2429 | UCS-CPU-E74850B | 2.3 GHz E7-4850 v2/105W 12C/24M Cache/DDR3 1600MHz | или еквивалентно
2430 | UCS-CPU-E72890B | 2.8 GHz E7-2890 v2/155W 15C/37.5M Cache/DDR3 1600MHz | или еквивалентно
2431 | UCS-CPU-E72880B | 2.5 GHz E7-2880 v2/130W 15C/37.5M Cache/DDR3 1600MHz | или еквивалентно
2432 | UCS-CPU-E78891B | 3.2 GHz E7-8891 v2/155W 10C/37.5M Cache/DDR3 1600MHz | или еквивалентно
2433 | UCS-CPU-E74880B | 2.5 GHz E7-4880 v2/130W 15C/37.5M Cache/DDR3 1600MHz | или еквивалентно
2434 | UCS-CPU-E78893B | 3.4 GHz E7-8893 v2/155W 6C/37.5M Cache/DDR3 1600MHz | или еквивалентно
2435 | UCS-CPU-E74870B | 2.3 GHz E7-4870 v2/130W 15C/30M Cache/DDR3 1600MHz | или еквивалентно
2436 | UCS-CPU-E74890B | 2.8 GHz E7-4890 v2/155W 15C/37.5M Cache/DDR3 1600MHz | или еквивалентно
2437 | UCS-CPU-E78857B | 3.0 GHz E7-8857 v2/130W 12C/30M Cache/DDR3 1600MHz | или еквивалентно
2438 | UCS-CPU-E78880LB | 2.2 GHz E7-8880L v2/105W 15C/37.5M Cache/DDR3 1600MHz | или еквивалентно
|  | B260 M4 Other | или еквивалентно
2439 | UCS-SD-32G-S | 32GB SD Card for UCS servers | или еквивалентно
|  | B260 M4 Memory | или еквивалентно
2440 | UCS-MR-2X082RY-E | 2 X 8 GB DDR3-1600 MHz RDIMM/PC3-12800 dual rank/x4/1.35v | или еквивалентно
2441 | UCS-MR-2X162RY-E | 2 X 16 GB DDR3-1600 MHz RDIMM/PC3-12800 dual rank/x4/1.35v | или еквивалентно
2442 | UCS-ML-2X324RY-E | 2 X 32 GB DDR3-1600 MHz LRDIMM/PC3-12800 quad rank/x4/1.35v | или еквивалентно
2443 | UCS-ML-2X648RY-E | 2 X 64 GB DDR3-1600 MHz LRDIMM/PC3-12800 oct rank/x4/1.5v | или еквивалентно
|  | B260 M4 Drive | или еквивалентно
2444 | UCS-SD400G12S2-EP | 400GB 2.5 inch Enterprise performance 12G SAS SSD | или еквивалентно
2445 | UCS-RAID9361CV-8I | MegaRAID 9361CV with 8 internal SAS/SATA ports with Supercap | или еквивалентно
2446 | UCS-SD16T12S2-EP | 1.6TB2.5 inch Enterprise performance 12G SAS SSD | или еквивалентно
2447 | UCS-HD600G10KS4K | 600GB 12G SAS 10K RPM SFF HDD (4K) | или еквивалентно
2448 | UCS-HD18TB10KS4K | 1.8 TB 12G SAS 10K RPM SFF HDD (4K) | или еквивалентно
2449 | UCS-HD600G15KS2-E | 600GB SAS 15K RPM SFF HDD | или еквивалентно
2450 | UCS-HD450G15KS2-E | 450GB SAS 15K RPM SFF HDD | или еквивалентно
2451 | UCS-HDD900GI2F106 | 900GB 6Gb SAS 10K RPM SFF HDD/hot plug/drive sled mounted | или еквивалентно
2452 | UCS-HD1T7KS2-E | 1TB SAS 7.2K RPM 2.5 inch HDD/hot plug/drive sled mounted | или еквивалентно
|  | B260 M4 Adapter | или еквивалентно
2453 | UCSB-VIC-M83-8P | Cisco UCS VIC 1380 mezzanine adapter for blade servers | или еквивалентно
2454 | UCSB-MLOM-40G-03 | Cisco UCS VIC 1340 modular LOM for blade servers | или еквивалентно
2455 | UCSB-F-FIO-1300MP | UCS 1300GB Fusion ioMemory3 PX Performance line for B-Series | или еквивалентно
2456 | UCSB-F-FIO-1600MS | UCS 1600GB Fusion ioMemory3 SX Scale line for B-Series | или еквивалентно
|  | B460 M4 Base Blade Server | или еквивалентно
2457 | UCSB-EX-M4-1A | UCS Scalable M4 Blade Module w/o CPU/DIMM/HDD for B460 M4 | или еквивалентно
|  | B460 M4 Processor | или еквивалентно
2458 | UCS-CPU-E74880B | 2.5 GHz E7-4880 v2/130W 15C/37.5M Cache/DDR3 1600MHz | или еквивалентно
2459 | UCS-CPU-E74850B | 2.3 GHz E7-4850 v2/105W 12C/24M Cache/DDR3 1600MHz | или еквивалентно
2460 | UCS-CPU-E74890B | 2.8 GHz E7-4890 v2/155W 15C/37.5M Cache/DDR3 1600MHz | или еквивалентно
2461 | UCS-CPU-E72870B | 2.3 GHz E7-2870 v2/130W 15C/30M Cache/DDR3 1600MHz | или еквивалентно
2462 | UCS-CPU-E72850B | 2.3 GHz E7-2850 v2/105W 12C/24M Cache/DDR3 1600MHz | или еквивалентно
2463 | UCS-CPU-E74820B | 2.0 GHz E7-4820 v2/105W 8C/16M Cache/DDR3 1600MHz | или еквивалентно
2464 | UCS-CPU-E74860B | 2.6 GHz E7-4860 v2/130W 12C/30M Cache/DDR3 1600MHz | или еквивалентно
2465 | UCS-CPU-E74830B | 2.2 GHz E7-4830 v2/105W 10C/20M Cache/DDR3 1600MHz | или еквивалентно
2466 | UCS-CPU-E74809B | 1.9 GHz E7-4809 v2/105W 6C/12M Cache/DDR3 1333MHz | или еквивалентно
2467 | UCS-CPU-E72890B | 2.8 GHz E7-2890 v2/155W 15C/37.5M Cache/DDR3 1600MHz | или еквивалентно
2468 | UCS-CPU-E72880B | 2.5 GHz E7-2880 v2/130W 15C/37.5M Cache/DDR3 1600MHz | или еквивалентно
2469 | UCS-CPU-E78891B | 3.2 GHz E7-8891 v2/155W 10C/37.5M Cache/DDR3 1600MHz | или еквивалентно
2470 | UCS-CPU-E78893B | 3.4 GHz E7-8893 v2/155W 6C/37.5M Cache/DDR3 1600MHz | или еквивалентно
2471 | UCS-CPU-E74870B | 2.3 GHz E7-4870 v2/130W 15C/30M Cache/DDR3 1600MHz | или еквивалентно
2472 | UCS-CPU-E78857B | 3.0 GHz E7-8857 v2/130W 12C/30M Cache/DDR3 1600MHz | или еквивалентно
2473 | UCS-CPU-E78880LB | 2.2 GHz E7-8880L v2/105W 15C/37.5M Cache/DDR3 1600MHz | или еквивалентно
|  | B460 M4 Memory | или еквивалентно
2474 | UCS-MR-2X082RY-E | 2 X 8 GB DDR3-1600 MHz RDIMM/PC3-12800 dual rank/x4/1.35v | или еквивалентно
2475 | UCS-MR-2X162RY-E | 2 X 16 GB DDR3-1600 MHz RDIMM/PC3-12800 dual rank/x4/1.35v | или еквивалентно
2476 | UCS-ML-2X324RY-E | 2 X 32 GB DDR3-1600 MHz LRDIMM/PC3-12800 quad rank/x4/1.35v | или еквивалентно
2477 | UCS-ML-2X648RY-E | 2 X 64 GB DDR3-1600 MHz LRDIMM/PC3-12800 oct rank/x4/1.5v | или еквивалентно
|  | B460 M4 Drive | или еквивалентно
2478 | UCS-SD400G12S2-EP | 400GB 2.5 inch Enterprise performance 12G SAS SSD | или еквивалентно
2479 | UCS-RAID9361CV-8I | MegaRAID 9361CV with 8 internal SAS/SATA ports with Supercap | или еквивалентно
2480 | UCS-SD16T12S2-EP | 1.6TB2.5 inch Enterprise performance 12G SAS SSD | или еквивалентно
2481 | UCS-HD600G10KS4K | 600GB 12G SAS 10K RPM SFF HDD (4K) | или еквивалентно
2482 | UCS-HD18TB10KS4K | 1.8 TB 12G SAS 10K RPM SFF HDD (4K) | или еквивалентно
2483 | UCS-HD600G15KS2-E | 600GB SAS 15K RPM SFF HDD | или еквивалентно
2484 | UCS-HD2T7KA3-E | 2TB SATA 7.2K RPM 3.5 inch HDD | или еквивалентно
2485 | UCS-HD450G15KS2-E | 450GB SAS 15K RPM SFF HDD | или еквивалентно
2486 | UCS-HDD900GI2F106 | 900GB 6Gb SAS 10K RPM SFF HDD/hot plug/drive sled mounted | или еквивалентно
2487 | UCS-HD1T7KS2-E | 1TB SAS 7.2K RPM 2.5 inch HDD/hot plug/drive sled mounted | или еквивалентно
|  | B460 M4 Adapter | или еквивалентно
2488 | UCSB-VIC-M83-8P | Cisco UCS VIC 1380 mezzanine adapter for blade servers | или еквивалентно
2489 | UCSB-MLOM-40G-03 | Cisco UCS VIC 1340 modular LOM for blade servers | или еквивалентно
2490 | UCSB-F-FIO-1300MP | UCS 1300GB Fusion ioMemory3 PX Performance line for B-Series | или еквивалентно
2491 | UCSB-F-FIO-1600MS | UCS 1600GB Fusion ioMemory3 SX Scale line for B-Series | или еквивалентно
|  | B200 M4 Base Server | или еквивалентно
2492 | UCSB-B200-M4 | UCS B200 M4 w/o CPU, mem, drive bays, HDD, mezz | или еквивалентно
|  | B200 M4 Processor | или еквивалентно
2493 | UCS-CPU-E52623D | 3.00 GHz E5-2623 v3/105W 4C/10MB Cache/DDR4 1866MHz | или еквивалентно
2494 | UCS-CPU-E52699D | 2.30 GHz E5-2699 v3/145W 18C/45MB Cache/DDR4 2133MHz | или еквивалентно
2495 | UCS-CPU-E52698D | 2.30 GHz E5-2698 v3/135W 16C/40MB Cache/DDR4 2133MHz | или еквивалентно
2496 | UCS-CPU-E52697D | 2.60 GHz E5-2697 v3/145W 14C/35MB Cache/DDR4 2133MHz | или еквивалентно
2497 | UCS-CPU-E52695D | 2.30 GHz E5-2695 v3/120W 14C/35MB Cache/DDR4 2133MHz | или еквивалентно
2498 | UCS-CPU-E52690D | 2.60 GHz E5-2690 v3/135W 12C/30MB Cache/DDR4 2133MHz | или еквивалентно
2499 | UCS-CPU-E52670D | 2.30 GHz E5-2670 v3/120W 12C/30MB Cache/DDR4 2133MHz | или еквивалентно
2500 | UCS-CPU-E52650D | 2.30 GHz E5-2650 v3/105W 10C/25MB Cache/DDR4 2133MHz | или еквивалентно
2501 | UCS-CPU-E52667D | 3.20 GHz E5-2667 v3/135W 8C/20MB Cache/DDR4 2133MHz | или еквивалентно
2502 | UCS-CPU-E52660D | 2.60 GHz E5-2660 v3/105W 10C/25MB Cache/DDR4 2133MHz | или еквивалентно
2503 | UCS-CPU-E52683D | 2.00 GHz E5-2683 v3/120W 14C/35MB Cache/DDR4 2133MHz | или еквивалентно
2504 | UCS-CPU-E52680D | 2.50 GHz E5-2680 v3/120W 12C/30MB Cache/DDR4 2133MHz | или еквивалентно
2505 | UCS-CPU-E52609D | 1.90 GHz E5-2609 v3/85W 6C/15MB Cache/DDR4 1600MHz | или еквивалентно
2506 | UCS-CPU-E52630D | 2.40 GHz E5-2630 v3/85W 8C/20MB Cache/DDR4 1866MHz | или еквивалентно
2507 | UCS-CPU-E52650LD | 1.80 GHz E5-2650L v3/65W 12C/30MB Cache/DDR4 2133MHz | или еквивалентно
2508 | UCS-CPU-E52620D | 2.40 GHz E5-2620 v3/85W 6C/15MB Cache/DDR4 1866MHz | или еквивалентно
2509 | UCS-CPU-E52637D | 3.50 GHz E5-2637 v3/135W 4C/15MB Cache/DDR4 2133MHz | или еквивалентно
2510 | UCS-CPU-E52643D | 3.40 GHz E5-2643 v3/135W 6C/20MB Cache/DDR4 2133MHz | или еквивалентно
2511 | UCS-CPU-E52640D | 2.60 GHz E5-2640 v3/90W 8C/20MB Cache/DDR4 1866MHz | или еквивалентно
2512 | UCS-CPU-E52630LD | 1.80 GHz E5-2630L v3/55W 8C/20MB Cache/DDR4 1866MHz | или еквивалентно
|  | B200 M4 Hard Drive and Solid State Drive | или еквивалентно
2513 | A03-D300GA2 | 300GB 6Gb SAS 10K RPM SFF HDD/hot plug/drive sled mounted | или еквивалентно
2514 | A03-D600GA2 | 600GB 6Gb SAS 10K RPM SFF HDD/hot plug/drive sled mounted | или еквивалентно
2515 | UCS-HDD300GI2F105 | 300GB 6Gb SAS 15K RPM SFF HDD/hot plug/drive sled mounted | или еквивалентно
2516 | UCS-HD12T10KS2-E | 1.2 TB 6G SAS 10K rpm SFF HDD | или еквивалентно
2517 | UCS-SD800G0KS2-EP | 800GB 2.5 inch Enterprise Performance SAS SSD | или еквивалентно
2518 | UCS-SD16T12S2-EP | 1.6TB2.5 inch Enterprise performance 12G SAS SSD | или еквивалентно
2519 | UCS-HD450G15KS2-E | 450GB SAS 15K RPM SFF HDD | или еквивалентно
2520 | UCS-SD400G12S2-EP | 400GB 2.5 inch Enterprise performance 12G SAS SSD | или еквивалентно
2521 | UCS-SD400G0KS2-EP | 400GB 2.5 inch Enterprise Performance SAS SSD | или еквивалентно
2522 | UCS-SD200G0KS2-EP | 200GB 2.5 inch Enterprise Performance SAS SSD | или еквивалентно
2523 | UCS-SD480G0KS2-EV | 480 GB 2.5 inch Enterprise Value 6G SATA SSD | или еквивалентно
2524 | UCS-SD240G0KS2-EV | 240GB 2.5 inch Enterprise Value 6G SATA SSD | или еквивалентно
2525 | UCS-SD120G0KS2-EV | 120 GB 2.5 inch Enterprise Value 6G SATA SSD | или еквивалентно
|  | B200 M4 Mezzanine Adapter | или еквивалентно
2526 | UCSB-F-FIO-1300MP | UCS 1300GB Fusion ioMemory3 PX Performance line for B-Series | или еквивалентно
2527 | UCSB-F-FIO-1600MS | UCS 1600GB Fusion ioMemory3 SX Scale line for B-Series | или еквивалентно
2528 | UCSB-MRAID12G | Cisco FlexStorage 12G SAS RAID controller with Drive bays | или еквивалентно
2529 | UCSB-VIC-M83-8P | Cisco UCS VIC 1380 mezzanine adapter for blade servers | или еквивалентно
2530 | UCSB-MLOM-40G-03 | Cisco UCS VIC 1340 modular LOM for blade servers | или еквивалентно
2531 | UCS-VIC-M82-8P | Cisco UCS VIC 1280 mezzanine adapter for blade servers | или еквивалентно
2532 | UCSB-MEZ-QLG-03 | Cisco UCS CNA M73KR-Q Qlogic Adapter | или еквивалентно
2533 | UCSB-MEZ-ELX-03 | Cisco UCS CNA M73KR-E Emulex Adapter | или еквивалентно
2534 | UCSB-MLOM-40G-01 | Cisco UCS VIC 1240 modular LOM for blade servers | или еквивалентно
2535 | UCSB-MLOM-PT-01 | Cisco UCS Port Expander Card (mezz) for VIC | или еквивалентно
|  | B200 M4 Memory | или еквивалентно
2536 | UCS-ML-1X324RU-A | 32GB DDR4-2133-MHz LRDIMM/PC4-17000/quad rank/x4/1.2v | или еквивалентно
2537 | UCS-MR-1X162RU-A | 16GB DDR4-2133-MHz RDIMM/PC4-17000/dual rank/x4/1.2v | или еквивалентно
2538 | UCS-MR-1X081RU-A | 8GB DDR4-2133-MHz RDIMM/PC4-17000/single rank/x4/1.2v | или еквивалентно
2539 | UCS-MR-1X648RU-A | 64GB DDR4-2133-MHz TSV-RDIMM/PC4-17000/octal rank/x8/1.2v | или еквивалентно
|  | B200 M4 Accessories | или еквивалентно
2540 | UCS-SD-64G-S | 64GB SD Card for UCS Servers | или еквивалентно
2541 | UCSB-HS-EP-M4-R | CPU Heat Sink for UCS B200 M4 Socket 2 (Rear) | или еквивалентно
2542 | UCSB-HS-EP-M4-F | CPU Heat Sink for UCS B200 M4 Socket 1 (Front) | или еквивалентно
2543 | UCSX-TPM2-001 | Trusted Platform Module 1.2 for UCS (SPI-based) | или еквивалентно
2544 | UCS-SD-32G-S | 32GB SD Card for UCS servers | или еквивалентно
2545 | UCS-USBFLSHB-16GB | UCS Servers 16GB Flash USB Drive | или еквивалентно
|  | B420 M4 Mezzanine Adapter | или еквивалентно
2546 | UCSB-F-FIO-1300MP | UCS 1300GB Fusion ioMemory3 PX Performance line for B-Series | или еквивалентно
2547 | UCSB-F-FIO-1600MS | UCS 1600GB Fusion ioMemory3 SX Scale line for B-Series | или еквивалентно
|  | Cisco UCS Fabric Interconnect Chassis | или еквивалентно
2548 | UCS-FI-6248UP | UCS 6248UP 1RU Fabric Int/No PSU/32 UP/ 12p LIC | или еквивалентно
2549 | UCS-FI-6248E16-ALL | UCS 6248UP and 16P Expansion Module with 48 Port Licenses | или еквивалентно
2550 | UCS-FI-6248E16-28P | UCS 6248UP and 16P Expansion Module with 28 Port Licenses | или еквивалентно
2551 | UCS-FI-6248E16-32P | UCS 6248UP and 16P Expansion Module with 32 Port Licenses | или еквивалентно
2552 | UCS-FI-M-6324 | UCS 6324 In-Chassis FI with 4 UP, 1x40G Exp Port, 16 10Gb do | или еквивалентно
|  | Cisco UCS Fabric Interconnect Bundles | или еквивалентно
2553 | UCS-IOM-2208XP | UCS 2208XP I/O Module (8 External, 32 Internal 10Gb Ports) | или еквивалентно
2554 | UCS-IOM-2204XP | UCS 2204XP I/O Module (4 External, 16 Internal 10Gb Ports) | или еквивалентно
|  | Cisco UCS Fabric Interconnect Expansion Modules | или еквивалентно
2555 | UCS-FI-E16UP | UCS 6200 16-port Expansion module/16 UP/ 8p LIC | или еквивалентно
|  | Cisco UCS Fabric Interconnect Licenses | или еквивалентно
2556 | UCS-LIC-10GE | UCS 6200 Series ONLY Fabric Int 1PORT 1/10GE/FC-port license | или еквивалентно
2557 | UCS-L-6200-10G-C | 2rd Gen FI License to connect C-direct only | или еквивалентно
|  | UCS SD Cards | или еквивалентно
2558 | UCS-SD-64G-S | 64GB SD Card for UCS Servers | или еквивалентно
2559 | UCS-SD-32G-S | 32GB SD Card for UCS servers | или еквивалентно
|  | C220 M4 LFF Base Rack Server | или еквивалентно
2560 | UCSC-C220-M4L | UCS C220 M4 LFF w/o CPU, mem, HD, PCIe, PSU, rail kit | или еквивалентно
|  | C240 M4 SFF Base Rack Server | или еквивалентно
2561 | UCSC-C240-M4S2 | UCS C240 M4 SFF 16 HD w/o CPU,mem,HD,PCIe,PS,railkt w/expndr | или еквивалентно
2562 | UCSC-C240-M4SX | UCS C240 M4 SFF 24 HD w/o CPU,mem,HD,PCIe,PS,railkt w/expndr | или еквивалентно
|  | C220 M4 Memory | или еквивалентно
2563 | UCS-ML-1X324RU-A | 32GB DDR4-2133-MHz LRDIMM/PC4-17000/quad rank/x4/1.2v | или еквивалентно
2564 | UCS-MR-1X162RU-A | 16GB DDR4-2133-MHz RDIMM/PC4-17000/dual rank/x4/1.2v | или еквивалентно
2565 | UCS-MR-1X081RU-A | 8GB DDR4-2133-MHz RDIMM/PC4-17000/single rank/x4/1.2v | или еквивалентно
2566 | UCS-MR-1X648RU-A | 64GB DDR4-2133-MHz TSV-RDIMM/PC4-17000/octal rank/x8/1.2v | или еквивалентно
|  | C220 M4 LFF Hard Drive or C220 M4 Drive | или еквивалентно
2567 | UCS-HD2T7KA3-E | 2TB SATA 7.2K RPM 3.5 inch HDD | или еквивалентно
2568 | UCS-HDD1TI2F212 | 1TB SAS 7.2K RPM 3.5 inch HDD/hot plug/drive sled mounted | или еквивалентно
2569 | UCS-HDD2TI2F213 | 2TB SAS 7.2K RPM 3.5 inch HDD/hot plug/drive sled mounted | или еквивалентно
2570 | UCS-HDD3TI2F214 | 3TB SAS 7.2K RPM 3.5 inch HDD/hot plug/drive sled mounted | или еквивалентно
|  | C220 M4 SFF Hard Drive or C220 M4 Drive | или еквивалентно
2571 | UCS-HDD300GI2F105 | 300GB 6Gb SAS 15K RPM SFF HDD/hot plug/drive sled mounted | или еквивалентно
2572 | UCS-HD450G15KS2-E | 450GB SAS 15K RPM SFF HDD | или еквивалентно
2573 | UCS-HD600G15KS2-E | 600GB SAS 15K RPM SFF HDD | или еквивалентно
2574 | A03-D300GA2 | 300GB 6Gb SAS 10K RPM SFF HDD/hot plug/drive sled mounted | или еквивалентно
2575 | A03-D1TBSATA | 1TB 6Gb SATA 7.2K RPM SFF HDD/hot plug/drive sled mounted | или еквивалентно
2576 | A03-D600GA2 | 600GB 6Gb SAS 10K RPM SFF HDD/hot plug/drive sled mounted | или еквивалентно
2577 | UCS-HDD900GI2F106 | 900GB 6Gb SAS 10K RPM SFF HDD/hot plug/drive sled mounted | или еквивалентно
2578 | UCS-HD1T7KS2-E | 1TB SAS 7.2K RPM 2.5 inch HDD/hot plug/drive sled mounted | или еквивалентно
2579 | UCS-SD800G0KS2-EP | 800GB 2.5 inch Enterprise Performance SAS SSD | или еквивалентно
2580 | UCS-SD400G0KS2-EP | 400GB 2.5 inch Enterprise Performance SAS SSD | или еквивалентно
2581 | UCS-SD200G0KS2-EP | 200GB 2.5 inch Enterprise Performance SAS SSD | или еквивалентно
2582 | UCS-SD16T12S2-EP | 1.6TB2.5 inch Enterprise performance 12G SAS SSD | или еквивалентно
2583 | UCS-SD400G12S2-EP | 400GB 2.5 inch Enterprise performance 12G SAS SSD | или еквивалентно
2584 | UCS-SD480G0KS2-EV | 480 GB 2.5 inch Enterprise Value 6G SATA SSD | или еквивалентно
2585 | UCS-SD240G0KS2-EV | 240GB 2.5 inch Enterprise Value 6G SATA SSD | или еквивалентно
2586 | UCS-SD120G0KS2-EV | 120 GB 2.5 inch Enterprise Value 6G SATA SSD | или еквивалентно
2587 | UCS-HD600G10KS4K | 600GB 12G SAS 10K RPM SFF HDD (4K) | или еквивалентно
2588 | UCS-HD18TB10KS4K | 1.8 TB 12G SAS 10K RPM SFF HDD (4K) | или еквивалентно
|  | C220 M4 PCIe Card | или еквивалентно
2589 | UCSC-F-FIO-1000PS | UCS 1000GB Fusion ioMemory3 PX Performance line for Rack M4 | или еквивалентно
2590 | UCSC-F-FIO-1300PS | UCS 1300GB Fusion ioMemory3 PX Performance line for Rack M4 | или еквивалентно
2591 | UCSC-F-FIO-3200SS | UCS 3200GB Fusion ioMemory3SX Scale line for C-Series | или еквивалентно
2592 | UCSC-F-FIO-2600PS | UCS 2600GB Fusion ioMemory3 PX Performance line for Rack M4 | или еквивалентно
2593 | UCSC-F-FIO-5200PS | UCS 5200GB Fusion ioMemory3 PX Performance line for Rack M4 | или еквивалентно
2594 | UCSC-F-FIO-6400SS | UCS 6400GB Fusion ioMemory3 SX Scale line for C-Series | или еквивалентно
2595 | UCSC-MLOM-C10T-02 | Cisco UCS VIC1227T VIC MLOM - Dual Port 10GBaseT | или еквивалентно
2596 | UCSC-MLOM-CSC-02 | Cisco UCS VIC1227 VIC MLOM - Dual Port 10Gb SFP+ | или еквивалентно
2597 | UCSC-MLOM-IRJ45 | Intel i350 MLOM NIC | или еквивалентно
2598 | N2XX-AIPCI01 | Intel X520 Dual Port 10Gb SFP+ Adapter | или еквивалентно
2599 | N2XX-AQPCI05 | Qlogic QLE2562 Dual Port 8Gb Fibre Channel HBA | или еквивалентно
2600 | N2XX-AEPCI05 | Emulex LPe 12002 Dual Port 8Gb Fibre Channel HBA | или еквивалентно
2601 | UCSC-PCIE-CSC-02 | Cisco VIC 1225 Dual Port 10Gb SFP+ CNA | или еквивалентно
2602 | UCSC-PCIE-IRJ45 | Intel i350 Quad Port 1Gb Adapter | или еквивалентно
2603 | UCSC-PCIE-C10T-02 | Cisco VIC 1225T Dual Port 10GBaseT CNA | или еквивалентно
2604 | UCSC-PCIE-E14102 | Emulex OCe14102-UX dual-port 10 GbE FCoE CNA | или еквивалентно
2605 | UCSC-PCIE-Q2672 | Qlogic QLE2672-CSC, 16Gb Fibre Channel HBA with SR Optics | или еквивалентно
2606 | UCSC-PCIE-Q8362 | Qlogic QLE8362 dual-port 10 GbE FCoE CNA | или еквивалентно
2607 | UCSC-PCIE-E16002 | Emulex LPe16002-M6, 16Gb Fibre Channel HBA with SR Optics | или еквивалентно
2608 | UCSC-PCIE-C40Q-03 | Cisco VIC 1385 Dual Port 40Gb QSFP+ CNA w/RDMA | или еквивалентно
|  | C220 M4 Power Supply | или еквивалентно
2609 | UCSC-PSU1-770W | 770W AC Hot-Plug Power Supply for 1U C-Series Rack Server | или еквивалентно
|  | C220 M4 Processor | или еквивалентно
2610 | UCS-CPU-E52623D | 3.00 GHz E5-2623 v3/105W 4C/10MB Cache/DDR4 1866MHz | или еквивалентно
2611 | UCS-CPU-E52699D | 2.30 GHz E5-2699 v3/145W 18C/45MB Cache/DDR4 2133MHz | или еквивалентно
2612 | UCS-CPU-E52698D | 2.30 GHz E5-2698 v3/135W 16C/40MB Cache/DDR4 2133MHz | или еквивалентно
2613 | UCS-CPU-E52697D | 2.60 GHz E5-2697 v3/145W 14C/35MB Cache/DDR4 2133MHz | или еквивалентно
2614 | UCS-CPU-E52695D | 2.30 GHz E5-2695 v3/120W 14C/35MB Cache/DDR4 2133MHz | или еквивалентно
2615 | UCS-CPU-E52690D | 2.60 GHz E5-2690 v3/135W 12C/30MB Cache/DDR4 2133MHz | или еквивалентно
2616 | UCS-CPU-E52670D | 2.30 GHz E5-2670 v3/120W 12C/30MB Cache/DDR4 2133MHz | или еквивалентно
2617 | UCS-CPU-E52650D | 2.30 GHz E5-2650 v3/105W 10C/25MB Cache/DDR4 2133MHz | или еквивалентно
2618 | UCS-CPU-E52667D | 3.20 GHz E5-2667 v3/135W 8C/20MB Cache/DDR4 2133MHz | или еквивалентно
2619 | UCS-CPU-E52660D | 2.60 GHz E5-2660 v3/105W 10C/25MB Cache/DDR4 2133MHz | или еквивалентно
2620 | UCS-CPU-E52683D | 2.00 GHz E5-2683 v3/120W 14C/35MB Cache/DDR4 2133MHz | или еквивалентно
2621 | UCS-CPU-E52680D | 2.50 GHz E5-2680 v3/120W 12C/30MB Cache/DDR4 2133MHz | или еквивалентно
2622 | UCS-CPU-E52609D | 1.90 GHz E5-2609 v3/85W 6C/15MB Cache/DDR4 1600MHz | или еквивалентно
2623 | UCS-CPU-E52630D | 2.40 GHz E5-2630 v3/85W 8C/20MB Cache/DDR4 1866MHz | или еквивалентно
2624 | UCS-CPU-E52650LD | 1.80 GHz E5-2650L v3/65W 12C/30MB Cache/DDR4 2133MHz | или еквивалентно
2625 | UCS-CPU-E52620D | 2.40 GHz E5-2620 v3/85W 6C/15MB Cache/DDR4 1866MHz | или еквивалентно
2626 | UCS-CPU-E52637D | 3.50 GHz E5-2637 v3/135W 4C/15MB Cache/DDR4 2133MHz | или еквивалентно
2627 | UCS-CPU-E52643D | 3.40 GHz E5-2643 v3/135W 6C/20MB Cache/DDR4 2133MHz | или еквивалентно
2628 | UCS-CPU-E52640D | 2.60 GHz E5-2640 v3/90W 8C/20MB Cache/DDR4 1866MHz | или еквивалентно
2629 | UCS-CPU-E52630LD | 1.80 GHz E5-2630L v3/55W 8C/20MB Cache/DDR4 1866MHz | или еквивалентно
|  | C220 M4 Raid Controller | или еквивалентно
2630 | UCSC-SWRAID5 | Software Raid 5 upgrade key for embedded Raid | или еквивалентно
2631 | UCSC-SAS9300-8E | Cisco 12G SAS HBA with 8 external ports | или еквивалентно
2632 | UCSC-MRAID12G | Cisco 12G SAS Modular Raid Controller | или еквивалентно
2633 | UCSC-MRAID12G-2GB | Cisco 12Gbps SAS 2GB FBWC Cache module (Raid 0/1/5/6) | или еквивалентно
2634 | UCSC-MRAID12G-1GB | Cisco 12Gbps SAS 1GB FBWC Cache module (Raid 0/1/5/6) | или еквивалентно
2635 | UCSC-MRAID12G-4GB | Cisco 12Gbps SAS 4GB FBWC Cache module (Raid 0/1/5/6) | или еквивалентно
2636 | UCSC-MRAID12G-512 | Cisco 12Gbps SAS 512MB FBWC Cache module (Raid 0/1/5) | или еквивалентно
|  | C220 M4 SFF Base Rack Server | или еквивалентно
2637 | UCSC-C220-M4S | UCS C220 M4 SFF w/o CPU, mem, HD, PCIe, PSU, rail kit | или еквивалентно
|  | C240 M4 LFF Base Rack Server | или еквивалентно
2638 | UCSC-C240-M4L | UCS C240 M4 LFF 12 HD w/o CPU,mem,HD,PCIe,PS,railkt w/expdr | или еквивалентно
|  | C240 M4 SFF Base Rack Server | или еквивалентно
2639 | UCSC-C240-M4S2 | UCS C240 M4 SFF 16 HD w/o CPU,mem,HD,PCIe,PS,railkt w/expndr | или еквивалентно
2640 | UCSC-C240-M4SX | UCS C240 M4 SFF 24 HD w/o CPU,mem,HD,PCIe,PS,railkt w/expndr | или еквивалентно
|  | C240 M4 Memory | или еквивалентно
2641 | UCS-ML-1X324RU-A | 32GB DDR4-2133-MHz LRDIMM/PC4-17000/quad rank/x4/1.2v | или еквивалентно
2642 | UCS-MR-1X162RU-A | 16GB DDR4-2133-MHz RDIMM/PC4-17000/dual rank/x4/1.2v | или еквивалентно
2643 | UCS-MR-1X081RU-A | 8GB DDR4-2133-MHz RDIMM/PC4-17000/single rank/x4/1.2v | или еквивалентно
2644 | UCS-MR-1X648RU-A | 64GB DDR4-2133-MHz TSV-RDIMM/PC4-17000/octal rank/x8/1.2v | или еквивалентно
|  | C240 M4 LFF Hard Drive or C240 M4 Drive | или еквивалентно
2645 | UCS-HDD1TI2F212 | 1TB SAS 7.2K RPM 3.5 inch HDD/hot plug/drive sled mounted | или еквивалентно
2646 | UCS-HDD2TI2F213 | 2TB SAS 7.2K RPM 3.5 inch HDD/hot plug/drive sled mounted | или еквивалентно
2647 | UCS-HDD3TI2F214 | 3TB SAS 7.2K RPM 3.5 inch HDD/hot plug/drive sled mounted | или еквивалентно
|  | C240 M4 SFF Hard Drive or C240 M4 Drive | или еквивалентно
2648 | UCS-HDD300GI2F105 | 300GB 6Gb SAS 15K RPM SFF HDD/hot plug/drive sled mounted | или еквивалентно
2649 | UCS-HD450G15KS2-E | 450GB SAS 15K RPM SFF HDD | или еквивалентно
2650 | UCS-HD600G15KS2-E | 600GB SAS 15K RPM SFF HDD | или еквивалентно
2651 | A03-D300GA2 | 300GB 6Gb SAS 10K RPM SFF HDD/hot plug/drive sled mounted | или еквивалентно
2652 | A03-D1TBSATA | 1TB 6Gb SATA 7.2K RPM SFF HDD/hot plug/drive sled mounted | или еквивалентно
2653 | A03-D600GA2 | 600GB 6Gb SAS 10K RPM SFF HDD/hot plug/drive sled mounted | или еквивалентно
2654 | UCS-HDD900GI2F106 | 900GB 6Gb SAS 10K RPM SFF HDD/hot plug/drive sled mounted | или еквивалентно
2655 | UCS-HD1T7KS2-E | 1TB SAS 7.2K RPM 2.5 inch HDD/hot plug/drive sled mounted | или еквивалентно
2656 | UCS-SD800G0KS2-EP | 800GB 2.5 inch Enterprise Performance SAS SSD | или еквивалентно
2657 | UCS-SD400G0KS2-EP | 400GB 2.5 inch Enterprise Performance SAS SSD | или еквивалентно
2658 | UCS-SD200G0KS2-EP | 200GB 2.5 inch Enterprise Performance SAS SSD | или еквивалентно
2659 | UCS-SD16T12S2-EP | 1.6TB2.5 inch Enterprise performance 12G SAS SSD | или еквивалентно
2660 | UCS-SD400G12S2-EP | 400GB 2.5 inch Enterprise performance 12G SAS SSD | или еквивалентно
2661 | UCS-SD480G0KS2-EV | 480 GB 2.5 inch Enterprise Value 6G SATA SSD | или еквивалентно
2662 | UCS-SD240G0KS2-EV | 240GB 2.5 inch Enterprise Value 6G SATA SSD | или еквивалентно
2663 | UCS-SD120G0KS2-EV | 120 GB 2.5 inch Enterprise Value 6G SATA SSD | или еквивалентно
2664 | UCS-HD600G10KS4K | 600GB 12G SAS 10K RPM SFF HDD (4K) | или еквивалентно
2665 | UCS-SD120G0KSB-EV | 120 GB 2.5 inch Enterprise Value 6G SATA SSD (BOOT) | или еквивалентно
2666 | UCS-HD18TB10KS4K | 1.8 TB 12G SAS 10K RPM SFF HDD (4K) | или еквивалентно
2667 | UCS-SD480G0KSB-EV | 480 GB 2.5 inch Enterprise Value 6G SATA SSD (BOOT) | или еквивалентно
2668 | UCS-SD960G0KSB-EV | 960 GB 2.5 inch Enterprise Value 6G SATA SSD (BOOT) | или еквивалентно
|  | C240 M4 PCIe Card | или еквивалентно
2669 | UCSC-F-FIO-1000PS | UCS 1000GB Fusion ioMemory3 PX Performance line for Rack M4 | или еквивалентно
2670 | UCSC-F-FIO-1300PS | UCS 1300GB Fusion ioMemory3 PX Performance line for Rack M4 | или еквивалентно
2671 | UCSC-F-FIO-3200SS | UCS 3200GB Fusion ioMemory3SX Scale line for C-Series | или еквивалентно
2672 | UCSC-F-FIO-2600PS | UCS 2600GB Fusion ioMemory3 PX Performance line for Rack M4 | или еквивалентно
2673 | UCSC-F-FIO-5200PS | UCS 5200GB Fusion ioMemory3 PX Performance line for Rack M4 | или еквивалентно
2674 | UCSC-F-FIO-6400SS | UCS 6400GB Fusion ioMemory3 SX Scale line for C-Series | или еквивалентно
2675 | UCSC-MLOM-C10T-02 | Cisco UCS VIC1227T VIC MLOM - Dual Port 10GBaseT | или еквивалентно
2676 | UCSC-MLOM-CSC-02 | Cisco UCS VIC1227 VIC MLOM - Dual Port 10Gb SFP+ | или еквивалентно
2677 | UCSC-MLOM-IRJ45 | Intel i350 MLOM NIC | или еквивалентно
2678 | N2XX-AIPCI01 | Intel X520 Dual Port 10Gb SFP+ Adapter | или еквивалентно
2679 | N2XX-AQPCI05 | Qlogic QLE2562 Dual Port 8Gb Fibre Channel HBA | или еквивалентно
2680 | N2XX-AEPCI05 | Emulex LPe 12002 Dual Port 8Gb Fibre Channel HBA | или еквивалентно
2681 | UCSC-PCIE-CSC-02 | Cisco VIC 1225 Dual Port 10Gb SFP+ CNA | или еквивалентно
2682 | UCSC-PCIE-IRJ45 | Intel i350 Quad Port 1Gb Adapter | или еквивалентно
2683 | UCSC-PCIE-C10T-02 | Cisco VIC 1225T Dual Port 10GBaseT CNA | или еквивалентно
2684 | UCSC-PCIE-E14102 | Emulex OCe14102-UX dual-port 10 GbE FCoE CNA | или еквивалентно
2685 | UCSC-PCIE-Q2672 | Qlogic QLE2672-CSC, 16Gb Fibre Channel HBA with SR Optics | или еквивалентно
2686 | UCSC-PCIE-Q8362 | Qlogic QLE8362 dual-port 10 GbE FCoE CNA | или еквивалентно
2687 | UCSC-PCIE-E16002 | Emulex LPe16002-M6, 16Gb Fibre Channel HBA with SR Optics | или еквивалентно
2688 | UCSC-PCIE-C40Q-03 | Cisco VIC 1385 Dual Port 40Gb QSFP+ CNA w/RDMA | или еквивалентно
2689 | UCSC-GPU-VGXK1 | NVIDIA GRID K1 | или еквивалентно
2690 | UCSC-GPU-VGXK2 | NVIDIA GRID K2 | или еквивалентно
2691 | UCSC-GPU-K10 | NVIDIA K10 | или еквивалентно
2692 | UCSC-GPU-K20X | NVIDIA K20X | или еквивалентно
2693 | UCSC-GPU-K20 | NVIDIA K20 | или еквивалентно
2694 | UCSC-GPU-K40 | NVIDIA K40 | или еквивалентно
|  | C240 M4 Power Supply | или еквивалентно
2695 | UCSC-PSU2V2-1200W | 1200W / 800W V2 AC Power Supply for 2U C-Series Servers | или еквивалентно
2696 | UCSC-PSU2V2-650W | 650W V2 AC Power Supply for 2U C-Series Servers | или еквивалентно
2697 | UCSC-PSU2-1400W | 1400W AC Power Supply for 2U & 4U C Series Servers | или еквивалентно
|  | C240 M4 Processor | или еквивалентно
2698 | UCS-CPU-E52623D | 3.00 GHz E5-2623 v3/105W 4C/10MB Cache/DDR4 1866MHz | или еквивалентно
2699 | UCS-CPU-E52699D | 2.30 GHz E5-2699 v3/145W 18C/45MB Cache/DDR4 2133MHz | или еквивалентно
2700 | UCS-CPU-E52698D | 2.30 GHz E5-2698 v3/135W 16C/40MB Cache/DDR4 2133MHz | или еквивалентно
2701 | UCS-CPU-E52697D | 2.60 GHz E5-2697 v3/145W 14C/35MB Cache/DDR4 2133MHz | или еквивалентно
2702 | UCS-CPU-E52695D | 2.30 GHz E5-2695 v3/120W 14C/35MB Cache/DDR4 2133MHz | или еквивалентно
2703 | UCS-CPU-E52690D | 2.60 GHz E5-2690 v3/135W 12C/30MB Cache/DDR4 2133MHz | или еквивалентно
2704 | UCS-CPU-E52670D | 2.30 GHz E5-2670 v3/120W 12C/30MB Cache/DDR4 2133MHz | или еквивалентно
2705 | UCS-CPU-E52650D | 2.30 GHz E5-2650 v3/105W 10C/25MB Cache/DDR4 2133MHz | или еквивалентно
2706 | UCS-CPU-E52667D | 3.20 GHz E5-2667 v3/135W 8C/20MB Cache/DDR4 2133MHz | или еквивалентно
2707 | UCS-CPU-E52660D | 2.60 GHz E5-2660 v3/105W 10C/25MB Cache/DDR4 2133MHz | или еквивалентно
2708 | UCS-CPU-E52683D | 2.00 GHz E5-2683 v3/120W 14C/35MB Cache/DDR4 2133MHz | или еквивалентно
2709 | UCS-CPU-E52680D | 2.50 GHz E5-2680 v3/120W 12C/30MB Cache/DDR4 2133MHz | или еквивалентно
2710 | UCS-CPU-E52609D | 1.90 GHz E5-2609 v3/85W 6C/15MB Cache/DDR4 1600MHz | или еквивалентно
2711 | UCS-CPU-E52630D | 2.40 GHz E5-2630 v3/85W 8C/20MB Cache/DDR4 1866MHz | или еквивалентно
2712 | UCS-CPU-E52650LD | 1.80 GHz E5-2650L v3/65W 12C/30MB Cache/DDR4 2133MHz | или еквивалентно
2713 | UCS-CPU-E52620D | 2.40 GHz E5-2620 v3/85W 6C/15MB Cache/DDR4 1866MHz | или еквивалентно
2714 | UCS-CPU-E52637D | 3.50 GHz E5-2637 v3/135W 4C/15MB Cache/DDR4 2133MHz | или еквивалентно
2715 | UCS-CPU-E52643D | 3.40 GHz E5-2643 v3/135W 6C/20MB Cache/DDR4 2133MHz | или еквивалентно
2716 | UCS-CPU-E52640D | 2.60 GHz E5-2640 v3/90W 8C/20MB Cache/DDR4 1866MHz | или еквивалентно
2717 | UCS-CPU-E52630LD | 1.80 GHz E5-2630L v3/55W 8C/20MB Cache/DDR4 1866MHz | или еквивалентно
|  | C240 M4 Raid Controller | или еквивалентно
2718 | UCSC-SWRAID5 | Software Raid 5 upgrade key for embedded Raid | или еквивалентно
2719 | UCSC-SAS9300-8E | Cisco 12G SAS HBA with 8 external ports | или еквивалентно
2720 | UCSC-MRAID12G | Cisco 12G SAS Modular Raid Controller | или еквивалентно
2721 | UCSC-MRAID12G-2GB | Cisco 12Gbps SAS 2GB FBWC Cache module (Raid 0/1/5/6) | или еквивалентно
2722 | UCSC-MRAID12G-1GB | Cisco 12Gbps SAS 1GB FBWC Cache module (Raid 0/1/5/6) | или еквивалентно
2723 | UCSC-MRAID12G-4GB | Cisco 12Gbps SAS 4GB FBWC Cache module (Raid 0/1/5/6) | или еквивалентно
|  | DWDM | или еквивалентно
2724 | CISCO-15454-M6 | 6 service slot MSTP chassis ATO (assemble to order) | или еквивалентно
2725 | 15454-M6-DEFL21 | MSTP M6 / NCS 2006 Air Deflectors Set - 21 | или еквивалентно
2726 | 15454M-R10.0SWK9 | MSTP - ANSI & ETSI R10.0 - RTU LIC DVD NO WSON | или еквивалентно
2727 | 15454-M6-AC2 | 6 service slot MSTP chassis 2nd gen AC power supply | или еквивалентно
2728 | 15454-M-CBL-L-EU | AC power cable - EU left exit | или еквивалентно
2729 | 15454-M6-ECU2 | 6 service slot MSTP external connection unit with TOD/PPS | или еквивалентно
2730 | 15454-M-USBCBL | USB cable for passive devices | или еквивалентно
2731 | 15454-M-ALMCBL2 | SCSI Alarm cable 24AWG 8 inputs | или еквивалентно
2732 | 15454-M-120TMGCBL | BITS IN/OUT cable for ANSI | или еквивалентно
2733 | 15454-M-ALMCBL | SCSI Alarm cable | или еквивалентно
2734 | 15454-M-TMGCBL | BITS IN/OUT cable for ETSI | или еквивалентно
2735 | 15454-M6-SA | 6 service slot MSTP shelf includes M-SHIPKITM6-FTFBRKTS | или еквивалентно
2736 | 15454-M6-DR | 6 service slot MSTP chassis door | или еквивалентно
2737 | 15454-M6-FTA2 | 6 service slot MSTP chassis 2nd gen fan tray | или еквивалентно
2738 | 15454-M6-LCD | 6 service slot MSTP chassis LCD Display with backup Memory | или еквивалентно
2739 | 15454-M-TNCE-K9 | MSTP / NCS 2K Transport Node Controller with Ethernet PTP | или еквивалентно
2740 | 15454-M-CBL-R-EU= | AC power cable - EU right exit | или еквивалентно
2741 | 15454E-BLANK= | 15454 ETSI Blank Module (Slot Filler) | или еквивалентно
2742 | ONS-SE-155-1510= | SFP - OC3/STM1 CWDM 1510 nm EXT | или еквивалентно
2743 | 15454-PSM= | Optical Protection Switching Module | или еквивалентно
2744 | 15454-M-TSCE-K9= | MSTP / NCS 2K Transport Shelf Controller with Ethernet PTP | или еквивалентно
2745 | 15454-10DMEX-C= | 15454 Extd Perf 10Gbps Data Mxp EFEC Full C-Band Tunable | или еквивалентно
2746 | 15454-LC-LC-2= | Fiber patchcord - LC to LC - 2m | или еквивалентно
2747 | 15454-OTU2-XP= | 4 X OTN 10G MR TRANSPONDER | или еквивалентно
2748 | 15454-AR-MXP= | ONS 15454 Any-Rate Muxponder | или еквивалентно
2749 | 15454-AR-MXP-LIC= | ONS15454 Any-Rate Muxponder - SW License Upgradeable | или еквивалентно
2750 | 15454-LIC-TXP-8G= | ONS15454 Any-Rate XP/MXP - 8G FC TXP SW License | или еквивалентно
2751 | ONS-SE-4G-MM= | SFP - 4G FC 850nm LC MM | или еквивалентно
2752 | ONS-SE-G2F-SX= | SFP - GE/1G-FC/2G-FC - 850nm - MM - LC | или еквивалентно
2753 | ONS-XC-8G-MM= | XFP- 8G FC/FICON Commerical Temp | или еквивалентно
2754 | ONS-XC-10G-C= | XFP -10G MultiRate Full C Band Tuneable DWDM XFP 50 Ghz LC | или еквивалентно
2755 | ONS-XC-10G-SR-MM= | XFP - 10GE/10G FC - 850 SR - MM LC | или еквивалентно
2756 | 15454-LIC-CH-10= | SW License for 10Chs Add/Drop or Express - 10 CH Capacity ex | или еквивалентно
2757 | 15454-SMR2-LIC= | SM ROADM 2-PRE-AMP-BST 100GHZ-CBAND-10ch License Restricted | или еквивалентно
2758 | 15454-40-SMR1-C= | 40Chs Single Module ROADM with integrated Optical PRE Amplif | или еквивалентно
2759 | 15454-40-SMR2-C= | 40Chs Single Module ROADM with integrated Optical PRE Boos | или еквивалентно
2760 | 15454-MPO-XMPO-2= | Multi-fiber patchcord - MPO to MPO Xrossed - 2m | или еквивалентно
2761 | 15454-PP-4-SMR= | 1RU 4-Degree SM ROADM Mesh Patch Panel | или еквивалентно
2762 | 15216-MD-40-ODD= | ONS 15216 40ch Mux Demux Patch Panel Odd | или еквивалентно
2763 | 15454-MPO-MPO-2= | Multi-fiber patchcord - MPO to MPO - 2m | или еквивалентно
2764 | 15454-OPT-RAMP-C= | ONS 15454 RAMAN AMPLIFIER | или еквивалентно
2765 | 15454-OPT-AMP-C= | ONS 15454 Enhanced Optical Amplifier | или еквивалентно
2766 | 15454-TDC-FC= | Tuneable Dispersion Compensation Unit Fine Granularity C Ban | или еквивалентно
2767 | 15454-M-RAMAN-CTP= | 15454 MSTP - Raman Amplifier - C-band - Counter-Propagating | или еквивалентно
2768 | 15454-M-RAMAN-COP= | 15454 MSTP - Raman Amplifier - C-band - Co-Propagating | или еквивалентно
2769 | 15454-40E-TXP-C= | OC-768/STM-256/40GE Transponder CP-DQPSK Extd Performance | или еквивалентно
2770 | 15454-40EX-TXP-C= | OC-768/STM-256/40GE Transponder CP-DQPSK Extd Performance | или еквивалентно
2771 | 15454-40ME-TXP-C= | OC-768/STM-256/40GE Transponder CP-DQPSK Metro Edge Perf | или еквивалентно
2772 | ONS-XC-10G-S1= | XFP - OC192/STM64/10GE - 1310 SR - SM LC | или еквивалентно
2773 | 15454-ADM-10G= | ADM on a Blade OC192 3/12/48/GE 16-Client | или еквивалентно
2774 | 15454-M-WSE-L-K9= | Wire Speed Encryption Unit - SW license upgradable | или еквивалентно
2775 | L-NCS2K-WSE-1= | NCS 2K / MSTP License WSE - 1x Encryption Stream e-Delivery | или еквивалентно
2776 | 15454-ARE-K9-SK | Kit - Contains WSE SFP+ SR XFP SR & AR-XP- LIC | или еквивалентно
2777 | 15454-ARE-L-K9-SK | Kit - Contains WSE-L SFP+ SR XFP SR & AR-MXP-LIC | или еквивалентно
2778 | 15454-OPT-AMP-17C= | 17dB Gain Amp | или еквивалентно
2779 | 15454-OPT-BST= | ONS 15454 Optical Booster Amplifier Module | или еквивалентно
2780 | 15454-OPT-PRE= | ONS 15454 Optical Pre-Amplifier Module | или еквивалентно
2781 | 15454-OPT-EDFA-17= | 15454 MSTP - Optical Amplifier - C-band - 17dB Gain | или еквивалентно
2782 | 15454-OPT-EDFA-24= | 15454 MSTP - Optical Amplifier - C-band - 24dB Gain | или еквивалентно
2783 | 15454-AR-XP= | ONS 15454 Any-Rate Xponder | или еквивалентно
2784 | 15454-AR-XP-LIC= | ONS15454 Any-Rate Xponder - SW License Upgradeable | или еквивалентно
2785 | 15454-LIC-10G-DM= | ONS15454 Any-Rate XP/MXP - Data Muxponder SW License | или еквивалентно
2786 | 15454-LIC-MXP-AR= | ONS15454 Any-Rate XP/MXP - Any Rate Muxponder SW License | или еквивалентно
2787 | 15454-AR-XPE= | Any rate Xponder Enhanced version | или еквивалентно
2788 | ONS-SE-G2F-LX= | SFP - GE/1G-FC/2G-FC/HDTV - 1310nm - SM - LC | или еквивалентно
2789 | ONS-SE-4G-SM= | SFP - 4G FC 1310nm LC SM | или еквивалентно
2790 | 15454-10GE-XP= | Ethernet 4-10GE Crossponder | или еквивалентно
2791 | 15454-10GE-XPE= | 4x10GE Enhanced Crossponder | или еквивалентно
2792 | 15454-GE-XP= | Ethernet 20-GE / 2-10GE Crossponder | или еквивалентно
2793 | 15454-GE-XPE= | 20 GBE ENHANCED CROSSPONDER | или еквивалентно
2794 | 15454-M-100G-LC-C= | 100G OTU-4 ITU-T CP-DQPSK Full C Band Tuneable LC | или еквивалентно
2795 | 15454-M-100G-ME-C= | 100G OTU-4 CP-DQPSK Full C Band Tuneable LC Metro Edge | или еквивалентно
2796 | 15454-M-100GC-LIC= | 100G OTU-4 ITU-T CP-DQPSK Full C Band Tuneable LC - Licensed | или еквивалентно
2797 | 15454-M-LIC-100G= | 100G TXP/Reg License for 100G Trunk Line card | или еквивалентно
2798 | ONS-CXP-100G-SR10= | CXP - 100GBASE-SR - Commercial temp | или еквивалентно
2799 | ONS-SC+-10G-C= | SFP+ -10G MR Full C Band Tuneable DWDM SFP+ 50 Ghz LC | или еквивалентно
2800 | ONS-SC+-10G-SR= | SFP+ SR - Commercial Temp | или еквивалентно
2801 | ONS-SC+-10G-LR= | SFP+ LR - Commercial Temp | или еквивалентно
2802 | 15454-M-10X10G-LC= | 10x10G Multi rate Client Line Card | или еквивалентно
2803 | 15454-M-10X10-LIC= | 10x10G Multi rate Client LC Licensed w/ 1 Licence at 10G | или еквивалентно
2804 | 15454-M-LIC-10G= | One Port 10G License for 100G Muxponder | или еквивалентно
2805 | 15454-M-CFP-LC= | 2 x 100G CFP Line Card | или еквивалентно
2806 | ONS-CC-100G-LR4= | Multi Rate CFP - LR4 - Commercial temp | или еквивалентно
2807 | ONS-CC-100GE-LR4= | 100GE Single Rate CFP - LR4 - Commercial temp | или еквивалентно
2808 | ONS-CC-40G-LR4= | 40G Multirate CFP- LR4 - Commercial Temp | или еквивалентно
2809 | ONS-CC-40G-FR= | 40G Multirate CFP- FR - Commercial Temp | или еквивалентно
2810 | CFP-40G-SR4= | 40GBASE-SR4 CFP Module with MPO connector | или еквивалентно
2811 | 15454-PP-MESH-8= | 2RU 8-Degree Mesh Patch Panel | или еквивалентно
2812 | 15454-PP-MESH-4= | 2RU 4-Degree Mesh Patch Panel | или еквивалентно
2813 | 15454-80-WXC-C= | 80ch Colorless Wavelength Cross Connect C band | или еквивалентно
2814 | 15454-MPO-8LC-4= | Multi-fiber patchcord - MPO to 8xLC - 4m | или еквивалентно
2815 | 15216-DCU-SA= | Mechanical shelf (housing 2 DCM) | или еквивалентно
2816 | 15216-DCU-100= | DCF of -100 ps/nm | или еквивалентно
2817 | 15216-DCU-350= | DCF of -350 ps/nm and 4dB loss | или еквивалентно
2818 | 15216-DCU-450= | DCF of - 450 ps/nm | или еквивалентно
2819 | 15216-DCU-550= | DCF of - 550 ps/nm | или еквивалентно
2820 | 15216-DCU-750= | DCF of -750 ps/nm and 6dB loss | или еквивалентно
2821 | 15216-DCU-950= | DCF of - 950 ps/nm | или еквивалентно
2822 | 15216-DCU-1150= | DCF of -1150 ps/nm and 8dB loss | или еквивалентно
2823 | 15216-DCU-1350= | DCF of -1350 ps/nms | или еквивалентно
2824 | 15216-DCU-1550= | DCF of -1550 ps/nm | или еквивалентно
2825 | 15216-DCU-1950= | DCF of -1950 ps/nm | или еквивалентно
2826 | NCS2K-100G-CK-C= | 100G CPAK Multi-Rate Line Card - CP-DQPSK - C-Band | или еквивалентно
2827 | NCS2K-100ME-CKC= | 100G CPAK Multi-Rate Line Card - CP-DQPSK - Metro - C-Band | или еквивалентно
2828 | L-NCS2K-100G-FFU= | NCS 2K / MSTP License 100G LC - Full Feature Upg e-Delivery | или еквивалентно
2829 | L-NCS2K-100G-10G= | NCS 2K / MSTP License 100G MXP - 1x 10G MR Port e-Delivery | или еквивалентно
2830 | CPAK-100G-LR4= | CPAK-100G-LR4 Transceiver module 10km SMF | или еквивалентно
2831 | CPAK-100G-SR10= | CPAK-100G-SR10 Transceiver module 100m OM3 MMF | или еквивалентно
2832 | NCS2K-MR-MXP-LIC= | 10/40/100G MR Muxponder - Licensable for Encryption | или еквивалентно
2833 | NCS2K-100GS-CK-C= | 100G - CPAK Multi-Rate Line Card -SD FEC - C-Band | или еквивалентно
2834 | NCS2K-EDRA1-26C= | 21dBm Erbium Doped Raman Amplifier 26dB Span - C-Band | или еквивалентно
2835 | NCS2K-EDRA1-35C= | 21dBm Erbium Doped Raman Amplifier 35dB Span - C-Band | или еквивалентно
2836 | NCS2K-EDRA2-26C= | 21dBm Erbium Doped Raman Amplifier + Bst 26dB Span - C-Band | или еквивалентно
2837 | NCS2K-EDRA2-35C= | 21dBm Erbium Doped Raman Amplifier + Bst 35dB Span - C-Band | или еквивалентно
2838 | NCS2K-MF-1RU= | Mechanical Frame - 4 slots - 1 RU | или еквивалентно
2839 | NCS2K-MF-DEG-5= | Mesh Interconnection MF Unit - Up to 5 Degrees | или еквивалентно
2840 | NCS2K-MF-16AD-CFS= | 16-Ports Add/Drop MF Unit - Colorless and Flex Spectrum | или еквивалентно
2841 | NCS2K-MF-4X4-COFS= | 4-Degree and 4-Ports Add/Drop MF Unit - CO and Flex Spectrum | или еквивалентно
2842 | NCS2K-MF-MPO-8LC= | MPO to 8x LC Fan-Out MF Unit - With Integrated Monitoring | или еквивалентно
2843 | NCS2K-16-WXC-FS= | 16-ports Wavelength X-Connect and Mux/Demux - Flex Spectrum | или еквивалентно
2844 | NCS2006-SA= | NCS 2006 Shelf Assembly | или еквивалентно
2845 | NCS2006-DR= | NCS 2006 Standard Door | или еквивалентно
2846 | NCS2006-FTA= | NCS 2006 Fan Tray | или еквивалентно
2847 | NCS2006-ECU= | NCS 2006 External Connections Unit | или еквивалентно
2848 | NCS2006-LCD= | NCS 2006 LCD Display with Backup Memory | или еквивалентно
2849 | NCS2006-AC= | NCS 2006 1 500W AC Power Supply | или еквивалентно
2850 | NCS2006-DC20= | NCS 2006 20A DC Power Filter | или еквивалентно
2851 | NCS2006-DC40= | NCS 2006 40A DC Power Filter | или еквивалентно
2852 | NCS2006-DC= | NCS 2006 30A DC Power Filter | или еквивалентно
2853 | R-PRIME10OPTICALK9 | Cisco Prime Optical (TopLevelOrderingUseOnly-Electronic) | или еквивалентно
2854 | OPTICAL-10.0-K9 | Cisco Prime Optical 10.0 - Base Application | или еквивалентно
2855 | OPTICAL-10-SBY | PrimeOptical10.X-RedundancyLicense(LocalHAorGeoDR) | или еквивалентно
2856 | OPTICAL-10-CORBA | Cisco Prime Optical 10.X - CORBA North Bound Interface | или еквивалентно
2857 | ONS15454-OPT10RTM | Prime Optical 10 - Cisco ONS 15454 - Right To Manage | или еквивалентно
2858 | ON154546-OPT10RTM | Prime Optical 10 - Cisco ONS 15454M6 - Right To Manage | или еквивалентно
2859 | ON154542-OPT10RTM | Prime Optical 10 - Cisco ONS 15454M2 - Right To Manage | или еквивалентно
2860 | NCS2002-OPT10RTM | Prime Optical 10 - Cisco NCS 2002 - Right To Manage | или еквивалентно
2861 | NCS2006-OPT10RTM | Prime Optical 10 - Cisco NCS 2006 - Right To Manage | или еквивалентно
2862 | ONS15454-OPT10UPG | Prime Optical 10 - Cisco ONS 15454 - RTM Upgrade | или еквивалентно
2863 | ONS15216-OPT10UPG | Prime Optical 10 - Cisco ONS 15216 - RTM Upgrade | или еквивалентно
2864 | ON154546-OPT10UPG | Prime Optical 10 - Cisco ONS 15454M6 - RTM Upgrade | или еквивалентно
2865 | ON154542-OPT10UPG | Prime Optical 10 - Cisco ONS 15454M2 - RTM Upgrade | или еквивалентно
2866 | OPTICAL-10UP1-K9 | Cisco Prime Optical 10 - Base Application Upgrade w/1YR SWSS | или еквивалентно
2867 | OPTICAL-10-CRB-UP1 | Cisco Prime Optical 10 - RedundancyLicenseUpgrade w/1YR SWSS | или еквивалентно
2868 | OPTICAL10LABUP1-K9 | Cisco Prime Optical 10 - Lab Application Upgrade w/1YR SWSS | или еквивалентно
|  | Cisco Unified IP Phones 7900 | или еквивалентно
2869 | CP-7915= | 7915 UC Phone Grayscale Expansion Module | или еквивалентно
2870 | CP-7916= | 7916 UC Phone Color Expansion Module | или еквивалентно
2871 | CP-DOUBLFOOTSTAND= | Footstand kit for 2 7914s, 7915s, and 7916s | или еквивалентно
2872 | CP-SINGLFOOTSTAND= | Footstand kit for single 7914, 7915, or 7916 | или еквивалентно
2873 | CP-7942G= | Cisco UC Phone 7942, spare | или еквивалентно
2874 | CP-7945G= | Cisco UC Phone 7945, Gig Ethernet, Color, spare | или еквивалентно
2875 | CP-7962G= | Cisco UC Phone 7962, spare | или еквивалентно
2876 | CP-7965G= | Cisco UC Phone 7965, Gig Ethernet, Color, spare | или еквивалентно
2877 | CP-7975G= | Cisco UC phone 7975, Gig Ethernet, Color, spare | или еквивалентно
|  | Cisco Unified IP Phones 7900 (Wi-Fi) | или еквивалентно
2878 | CP-7925G-E-K9= | Cisco 7925G ETSI; Battery/Power Supply Not Included | или еквивалентно
2879 | CP-7925G-EX-K9= | Cisco Unified Wireless IP Phone 7925G-EX, World Mode | или еквивалентно
2880 | CP-7926G-W-K9= | Cisco 7926G World Mode; CCM/CCME UL Reqd; Batt/PS Not Inc | или еквивалентно
2881 | CP-BATT-7925G-EXT= | Cisco 7925G Battery, Extended | или еквивалентно
2882 | CP-PWR-7925G-CE= | Cisco 7925G Power Supply for Central Europe | или еквивалентно
|  | Cisco Unified IP Phones 7800 | или еквивалентно
2883 | CP-7821-K9= | Cisco UC Phone 7821 | или еквивалентно
2884 | CP-7841-K9= | Cisco UC Phone 7841 | или еквивалентно
2885 | CP-7861-K9= | Cisco UC Phone 7861 | или еквивалентно
2886 | CP-7821-W-K9= | Cisco UC Phone 7821 White | или еквивалентно
2887 | CP-7841-W-K9= | Cisco UC Phone 7841 White | или еквивалентно
2888 | CP-7861-W-K9= | Cisco UC Phone 7861 White | или еквивалентно
|  | Cisco Unified IP Phones 8800 | или еквивалентно
2889 | CP-8831-EU-K9= | Cisco 8831 Base/Control Panel for APAC, EMEA, & Australia | или еквивалентно
2890 | CP-8811-K9= | Cisco IP Phone 8811 Series | или еквивалентно
2891 | CP-8811-W-K9= | Cisco IP Phone 8811 White | или еквивалентно
2892 | CP-8841-K9= | Cisco IP Phone 8841 | или еквивалентно
2893 | CP-8841-W-K9= | Cisco IP Phone 8841 White | или еквивалентно
2894 | CP-8851-K9= | Cisco IP Phone 8851 | или еквивалентно
2895 | CP-8851-W-K9= | Cisco IP Phone 8851 White | или еквивалентно
2896 | CP-8861-K9= | Cisco IP Phone 8861 | или еквивалентно
2897 | CP-8861-W-K9= | Cisco IP Phone 8861 White | или еквивалентно
2898 | CP-BEKEM= | Cisco IP Phone 8800 Key Expansion Module | или еквивалентно
|  | Cisco Unified IP Phones 8900 | или еквивалентно
2899 | CP-8941-K9= | Cisco Unified Phone 8941, Phantom Grey, Standard Handset | или еквивалентно
2900 | CP-8945-K9= | Cisco Unified Phone 8945, Phantom Grey, Standard Handset | или еквивалентно
2901 | CP-8945-L-K9= | Cisco Unified Phone 8945, Phantom Grey, Slimline Handset | или еквивалентно
2902 | CP-8961-C-K9= | Cisco UC phone 8961, Charcoal, Standard handset | или еквивалентно
2903 | CP-8961-CL-K9= | Cisco UC Phone 8961, Charcoal, Slimline handset | или еквивалентно
2904 | CP-8961-W-K9= | Cisco UC Phone 8961, White, Standard handset | или еквивалентно
2905 | CP-8961-WL-K9= | Cisco UC Phone 8961, White, Slimline handset | или еквивалентно
|  | Cisco Unified IP Phones 9900 | или еквивалентно
2906 | CP-9951-C-K9= | Cisco UC Phone 9951, Charcoal, Standard Handset | или еквивалентно
2907 | CP-9951-CL-K9= | Cisco UC Phone 9951, Charcoal, Slimline Handset | или еквивалентно
2908 | CP-9951-W-K9= | Cisco UC Phone 9951, White, Standard Handset | или еквивалентно
2909 | CP-9951-WL-K9= | Cisco UC Phone 9951, White, Slimline Handset | или еквивалентно
2910 | CP-9971-C-K9= | Cisco UC Phone 9971, Charcoal, Standard Handset | или еквивалентно
2911 | CP-9971-CL-K9= | Cisco UC Phone 9971, Charcoal, Slimline Handset | или еквивалентно
2912 | CP-9971-W-K9= | Cisco UC Phone 9971, White, Standard Handset | или еквивалентно
2913 | CP-9971-WL-K9= | Cisco UC Phone 9971, White, Slimline Handset | или еквивалентно
|  | Cisco Unified IP Phones Power Cubes/Cords & Accessories | или еквивалентно
2914 | CP-PWR-CUBE-3= | IP Phone power transformer for the 7900 phone series | или еквивалентно
2915 | CP-PWR-CUBE-4= | IP Phone power transformer for the 89/9900 phone series | или еквивалентно
2916 | CP-PWR-CUBE-5= | Power transformer for the DX70 and DX80 series | или еквивалентно
2917 | CP-PWR-CORD-CE= | Power Cord, Central Europe | или еквивалентно
2918 | CP-PWR-INJ= | IP Phone Power Injector For 7900 Series Phones | или еквивалентно
2919 | CP-7800-WMK= | Spare Wallmount Kit for Cisco UC Phone 7800 Series | или еквивалентно
2920 | CP-8800-WMK= | Wall Mount Kit for Cisco IP Phone 8800 Series | или еквивалентно
2921 | CP-8800-BEKEM-WMK= | Cisco IP Phone 8800 wall mount kit for single KEM | или еквивалентно
2922 | CP-89/9900-LWMK-C= | Locking Wallmount Kit for 8900 and 9900 Series, Charcoal | или еквивалентно
2923 | CP-89/9900-LWMK-W= | Locking Wallmount Kit for 8900 and 9900 Series, Arctic White | или еквивалентно
2924 | CP-89/9900-LK-K-C= | Locking Wall Mount Kit for 8900 or 9900 with KEM Charcoal | или еквивалентно
2925 | CP-89/9900-LK-K-W= | Locking Wallmount Kit for 8900 or 9900 with KEM White | или еквивалентно
2926 | CP-LCKNGWALLMNT2= | Universal Locking Wallmount Kit for 7900 Series IP Phones | или еквивалентно
2927 | CP-LCKNGWALLMOUNT= | Locking Wallmount Kit for the 7910, 7940, 7960 IP Phones | или еквивалентно
2928 | CP-WALLMOUNTKIT= | Non-Locking Wall Mount Kit for 7910, 7940, 7960 IP Phones | или еквивалентно
2929 | CP-8831-MIC-WRLS= | Wireless Microphone Kit for Cisco IP Conference Phone 8831 | или еквивалентно
2930 | CP-MIC-WIRED-S= | Cisco 8831 Wired Microphone Kit | или еквивалентно
2931 | CP-8831-DC-CBL= | Spare Cisco 8831 Daisy Chain Cable | или еквивалентно
2932 | CP-DX650-ADA-WMK= | ADA Locking Wall Mount Kit for DX650 | или еквивалентно
2933 | IPCOMM86-LIC | Cisco IP Communicator 8.6 license | или еквивалентно
|  | Telepresence Desk Endpoints | или еквивалентно
2934 | CP-DX650-K9= | Cisco Desktop Collaboration Experience DX650 | или еквивалентно
2935 | CP-DX650-W-K9= | Cisco Desktop Collaboration Experience DX650 White Spare | или еквивалентно
2936 | CP-DX70-W-K9= | Cisco Desktop Collaboration Experience DX70 (White) | или еквивалентно
2937 | CP-DX80-K9= | Cisco DX80 | или еквивалентно
|  | Telepresence Room Endpoints | или еквивалентно
2938 | CTS-MX700D-1CAM-K9 | Cisco MX700, NPP, Dual 55 | или еквивалентно
2939 | CTS-MX700D-2CAM-K9 | Cisco MX700, NPP, Dual 55 | или еквивалентно
2940 | CTS-MX800S-1CAM-K9 | Cisco MX800, NPP, Single 70 | или еквивалентно
2941 | CTS-MX800S-2CAM-K9 | Cisco MX800, NPP, Single 70 | или еквивалентно
2942 | CTS-MX800D-2CAM-K9 | Cisco MX800, NPP, Dual 70 | или еквивалентно
2943 | L-MX700-MS | Cisco TelePresence MX700 MultiSite- electronic delivery | или еквивалентно
2944 | LIC-MX700-MS | MX700 MultiSite Software Feature Option | или еквивалентно
2945 | LIC-MX800-MS | MX800 MultiSite Software Feature Option | или еквивалентно
2946 | L-MX800-MS | Cisco TelePresence MX800 MultiSite- electronic delivery | или еквивалентно
2947 | CTS-SX10-K9 | SX10 HD w/ wall mount, int 5x cam and mic | или еквивалентно
2948 | BRKT-SX10-SMK= | SX10 Screen Mount Kit | или еквивалентно
2949 | CTS-SX20PHD2.5X-K9 | SX20 Quick Set HD, NPP, 2.5x PHDCam, 1 mic, remote cntrl | или еквивалентно
2950 | CTS-SX20-PHD4X-K9 | SX20 Quick Set HD, NPP, 4x PHDCam, 1 mic, remote cntrl | или еквивалентно
2951 | CTS-SX20-PHD12X-K9 | SX20 Quick Set HD, NPP, 12xPHDCam, 1 mic, remote cntrl | или еквивалентно
2952 | CTS-CTRL-DVX-10 | Touch 10 Control Device - selectable option | или еквивалентно
2953 | CTS-QSC20-MIC | Performance Microphone 20 | или еквивалентно
2954 | CAB-MIC20-EXT= | Extension cable for the Performance microphone | или еквивалентно
2955 | LIC-SX20-MS | MultiSite Option for SX20 | или еквивалентно
2956 | L-SX20-MS | Order L-SX-Series-PAK for e-delivery of MultiSite sw option | или еквивалентно
2957 | CTS-SX20-QS-WMK= | Wall Mount Kit for SX20 | или еквивалентно
|  | Cisco TelePresence TX9000 Series | или еквивалентно
2958 | CTS-TX9000 | Cisco TelePresence TX9000 | или еквивалентно
2959 | CTS-TX9200 | Cisco TelePresence TX9200 | или еквивалентно
2960 | CTS-TX1310-LTFX= | Includes 5 Ft and 3 Ft light bar for CTS-TX1310-65 | или еквивалентно
2961 | CAB-HDMIHDMI-A= | 8 meter HDMI Audio Cable w/o EQ | или еквивалентно
2962 | CAB-DISPPRT2.2M= | 2.2 meter DP cable | или еквивалентно
2963 | CTS-DISP-65-GEN5= | Cisco TelePresence 65 Inch Plasma Display - Gen 5 | или еквивалентно
2964 | CAB-DISPPRT1.0M= | 1.0 meter DP cable | или еквивалентно
|  | Cisco TelePresence TX9000 Spares | или еквивалентно
2965 | CTS-TX9K-TBL-PNLB= | Cisco TelePresence TX9XX0 back row table leg panels | или еквивалентно
2966 | CTS-TX9K-TBL-PNLF= | Cisco TelePresence TX9XX0 front row table leg panels | или еквивалентно
2967 | CTS-TX9K-CAM-HS= | Cisco TelePresence TX9XX0 camera housing | или еквивалентно
2968 | CTS-TX9K-MIC= | Cisco TelePresence TX9XX0 microphone | или еквивалентно
2969 | CTS-TX9K-CAMCLSTR= | Cisco TelePresence TX9XX0 camera cluster | или еквивалентно
2970 | CTS-TX9K-CBLRUN= | Cisco TelePresence TX9XX0 cable runner cover | или еквивалентно
2971 | CTS-TX9K-CAM-PWR= | Cisco TelePresence TX9XX0 camera power supply | или еквивалентно
2972 | CTS-TX9K-DATADISP= | Cisco TelePresence TX9XX0 42 inch display | или еквивалентно
2973 | CTS-TX9K-LTRF= | Free-Standing TX9XX0 Light Reflector - Spare | или еквивалентно
2974 | CTS-TX9K-LTRF-PNL= | TX9XX0 Wall Mounted Light Reflector Panel Spare | или еквивалентно
2975 | CTS-TX9K-SEISMIC= | Cisco TelePresence TX9XX0 seismic brackets spare | или еквивалентно
2976 | CTS-TX9K-WMFS-KIT= | TX9K Wall Mnt to Freestanding Convsn Kit panels not inclded | или еквивалентно
2977 | CTS-TX9K-FSWM-KIT= | TX9K Freestand to Wall Mnt Conversion Kit panls not included | или еквивалентно
2978 | CTS-TX9000-SPKR= | Cisco TelePresence TX9000 Speaker | или еквивалентно
2979 | CTS-TX9XX0-TBL-MF= | Cisco TelePresence TX9XX0 front row maple tabletop | или еквивалентно
2980 | CTS-TX9XX0-TBL-MB= | Cisco TelePresence TX9XX0 back row maple tabletop | или еквивалентно
2981 | CTS-TX9XX0-TBL-WB= | Cisco TelePresence TX9XX0 back row walnut tabletop | или еквивалентно
2982 | CTS-TX9000-LEDPK= | Cisco TelePresence TX9XX0 LED light fixtures | или еквивалентно
2983 | CTS-TX9000-BZL= | Cisco TelePresence TX9XX0 bezels | или еквивалентно
2984 | CTS-TX9XX0-TBL-WF= | Cisco TelePresence TX9XX0 front row walnut tabletop | или еквивалентно
2985 | CTS-TX9K-FRT-PNLS= | Cisco TelePresence TX9XX0 front system panels | или еквивалентно
2986 | CTS-CAB-VGA-A= | Cisco TelePresence System Presentation cable VGA+audio | или еквивалентно
2987 | CTS-CAB-CAM-HDMI= | TX9k HDMI-to-HDMI camera cables | или еквивалентно
2988 | CTS-CAB-CAM-USB= | TX9k USB-to-USB camera cables | или еквивалентно
|  | Cisco TelePresence IX5000 Series | или еквивалентно
2989 | CTS-5K-CAM-TOOL= | CTS-IX5000 Camera Alignment Tool, QTY 2 | или еквивалентно
2990 | CTS-5K-MIC-TA= | CTS-IX5000 Backward Facing Microphone, 1 Qty | или еквивалентно
2991 | CTS-5K-CAM-HS= | CTS-IX5000 Plastic Camera Housing | или еквивалентно
2992 | CTS-5K-DISP42 | CTS-IX5000 42 | или еквивалентно
2993 | CTS-5K-CBL-CUP= | CTS-IX5000 Presentation Cable Cup | или еквивалентно
2994 | CTS-5K-LED-KIT= | CTS-IX5000 LED Light Fixtures Kit | или еквивалентно
2995 | CTS-5K-ENCODER= | CTS-IX5000 Encoder / Decoder for World Wide Shipment | или еквивалентно
2996 | CTS-5K-CBL-RTR= | CTS-IX5000 Presentation cable, Retractor Assy | или еквивалентно
2997 | CTS-5K-HOSTCPU= | CTS-IX5000 Host CPU for World Wide Shipment | или еквивалентно
2998 | CTS-IX5000 | Cisco TelePresence IX5000 | или еквивалентно
2999 | CTS-5K-BZL-KIT= | CTS-IX5000 Horizontal and Vertical Display Bezel | или еквивалентно
3000 | CTS-5K-TDM= | CTS-IX5000 Time Division Multiplex | или еквивалентно
3001 | CTS-5K-CAM-CLSTR= | CTS-IX5000 Camera Cluster | или еквивалентно
3002 | CTS-5K-CBL-RUN= | CTS-IX5000 Cable Runner Assy | или еквивалентно
3003 | CTS-5K-AMP-SUBWFR= | CTS-IX5000 Audio Subwoofer Amplifier | или еквивалентно
3004 | CTS-5K-FASCIA-KIT= | CTS-IX5000 Fascia Top and Bottom | или еквивалентно
3005 | CTS-5K-AMP-PWR= | CTS-IX5000 Audio Amplifer Power Brick | или еквивалентно
3006 | CTS-5K-FAB-PNL-F= | CTS-IX5000 Front Row Table Panels Fabric Set | или еквивалентно
3007 | CTS-5K-MUTE-BTN= | CTS-IX5000 Mute Button | или еквивалентно
3008 | CTS-5K-FAB-PNL-B= | CTS-IX5000 Back Table Panels Fabric Set | или еквивалентно
3009 | CTS-5K-DISP42= | CTS-IX5000 42 | или еквивалентно
3010 | CTS-5K-SUBWOOFER= | CTS-IX5000 Audio Subwoofer | или еквивалентно
3011 | CTS-5K-MIC= | CTS-IX5000 Microphone, 1 Qty | или еквивалентно
3012 | CTS-5K-TBL-PDU= | CTS-IX5000 Power Distribution Unit for Table, 1 Qty | или еквивалентно
3013 | CTS-5K-SPKR= | CTS-IX5000 Spare Main Speaker, 1 Qty | или еквивалентно
3014 | CTS-5K-EP-PDU= | CTS-IX5000 End Point Power Distribution Unit, 1 Qty | или еквивалентно
3015 | CTS-5K-70-G1= | CTS-IX5000 70 Display, 1 Qty | или еквивалентно
3016 | CTS-5K-CBL-RUN-A= | CTS-IX5000 42 Aux Display Brackets and Cable Runner | или еквивалентно
3017 | CTS-IX5000-DEV-KIT | Cisco TelePresence IX5000 Dev Kit - For ATP Partners Only | или еквивалентно
3018 | CTS-5K-CBL-EP= | CTS-IX5000 Cable Kit for speaker, lights and camera | или еквивалентно
3019 | CTS-5K-CBL-R2-MIC= | CTS-IX5000 Cable kit, back row table audio | или еквивалентно
3020 | CTS-5K-CBL-CODEC= | CTS-IX5000 Cable kit for the Encoder | или еквивалентно
3021 | CTS-5K-CBL-R1-SW= | CTS-IX5000 Cable kit, front row table switch | или еквивалентно
3022 | CTS-5K-CBL-R1-MIC= | CTS-IX5000 Cable kit, front row table audio | или еквивалентно
3023 | CTS-5K-CBL-HOST= | CTS-IX5000 Cable kit for the Host CPU | или еквивалентно
3024 | CTS-5K-CBL-R1-AC= | CTS-IX5000 Cable kit, front row AC cables | или еквивалентно
3025 | CTS-5K-CBL-70DSP= | CTS-IX5000 Cable kit for main the main displays | или еквивалентно
3026 | CTS-5K-CBL-R2-SW= | CTS-IX5000 Cable kit, back row switches | или еквивалентно
3027 | CTS-5K-CBL-R1-LAP= | CTS-IX5000 Cable kit, front row table Ethernet Lapconns | или еквивалентно
3028 | CTS-5K-CBL-R2-LAP= | CTS-IX5000 Cable kit, back row table Ethernet Lapconns | или еквивалентно
3029 | CTS-5K-CBL-R2-AC= | CTS-IX5000 Cable kit, back row AC cables | или еквивалентно
3030 | CTS-5K-CBL-SUBW= | CTS-IX5000 Cable Kit for the Subwoofer | или еквивалентно
3031 | CTS-5K-LC-SWITCH | Catalyst 2960C Switch 12 FE PoE, 2 x Dual Uplink, Lan Base | или еквивалентно
3032 | CTS-IX5200 | Cisco TelePresence IX5200 | или еквивалентно
3033 | CTS-5K-TBL-W-6S | CTS-IX5000 Front Row Walnut Table Top, 6 Seats | или еквивалентно
3034 | CTS-5K-TBL-W-18S | CTS-IX5000 Front and Back Row Walnut Table Tops, 18 Seats | или еквивалентно
3035 | CTS-5K-SEISMIC | CTS-IX5000 Seismic Bracket Kit | или еквивалентно
|  | Personal Multiparty | или еквивалентно
3036 | LIC-PMP-ADV-VTS | Personal Multiparty Named Host Adv Lic - Virtual Machine | или еквивалентно
3037 | LIC-PMP-ADV-300 | Personal Multiparty Named Host Adv Lic - 310 or 320 Platfm | или еквивалентно
3038 | LIC-PMP-ADV-8000 | Personal Multiparty Named Host Adv Lic - MSE8000 Platform | или еквивалентно
3039 | LIC-PMP-BTOA-VTS | Personal Multiparty Named Host Upg from Basic to Adv - VM | или еквивалентно
3040 | LIC-PMP-BTOA-300 | Personal Multiparty Named Host Upg from Basic to Adv-310/320 | или еквивалентно
3041 | LIC-PMP-BTOA-8000 | Personal Multiparty Named Host Adv Lic - MSE8000 PlatformPer | или еквивалентно
3042 | LIC-PMP-8000-USRA | Personal Multiparty Named Host License for MSE8000 Platform | или еквивалентно
3043 | LIC-PMP-300-USRA | Personal Multiparty Named Host License for 310/320 Platform | или еквивалентно
3044 | LIC-PMP-VTS-USRA | Personal Multiparty Named Host License for Virtual Machine | или еквивалентно
3045 | VTS-LSVR-M3 | Cisco Multiparty Media 400v HW-only | или еквивалентно
|  | Unified Communications Manager Software | или еквивалентно
3046 | LIC-CUCM-BA2ENH-C | UC Manager Bas to Enh User License Upgrade - Above 10K Users | или еквивалентно
3047 | LIC-CUCM-BA2ENH-A | UC Manager Basic to Enhanced User License Upgrade - Under 1K | или еквивалентно
3048 | LIC-CUCM-BA2ENH-B | UC Manager Bas to Enh User License Upgrade - 1k-10K Users | или еквивалентно
3049 | LIC-SME-SESS-ADD | Add on License - 1 Session | или еквивалентно
3050 | LIC-SME-SESSION | License - 1 Session | или еквивалентно
3051 | MIG-PUBLIC-IP-DEV | Public Space phone migration to User Licensing | или еквивалентно
3052 | LIC-CUCM-BASIC-A | Unified Communications Manager Basic Single User-Under 1K | или еквивалентно
3053 | LIC-CUCM-BASIC-B | Unified Communications Manager Basic Single User-1001 to 10K | или еквивалентно
3054 | LIC-CUCM-BASIC-C | Unified Communications Manager Basic Single User-Over 10K | или еквивалентно
3055 | LIC-CUCM-USR-A | Unified Communications Manager Enhanced Single User-Under 1K | или еквивалентно
3056 | LIC-CUCM-USR-B | Unified Communications Manager Enh Single User-1000 to 10K | или еквивалентно
3057 | LIC-CUCM-USR-C | Unified Communications Manager Enhanced Single User-Over 10K | или еквивалентно
3058 | LIC-ADJ-USR-AUDVID | Adjunct license for 1 audio or video Endpoint or Softclient | или еквивалентно
3059 | PUBLIC-IP-DEV-ADD | Pub.Space non-app phone add-on lobby, conf. room phones | или еквивалентно
3060 | LIC-VID-TP-DKTP | Vid. Lic. (in addition to UCM UCL): TP desktop video device | или еквивалентно
3061 | LIC-TP-SGL-SRN | Video Lic TP single srn conf room office in lieu of UCM UCL | или еквивалентно
3062 | LIC-TP-MULT-SRN | Video Lic TP mult srn conf room off unit in lieu of UCM UCL | или еквивалентно
3063 | LIC-ADJ-USR-HOTEL | Adjunct License for Single Hotel Guest Room | или еквивалентно
3064 | LIC-CUCM-USR-UPG | CUCM Enhanced User License - 1 User | или еквивалентно
3065 | LIC-CUCM-BASIC-UPG | CUCM Basic User License - 1 User | или еквивалентно
3066 | PUBLIC-IP-DEV-UPG | Upgrade from ala carte Public Space USR, 1 User | или еквивалентно
3067 | LIC-VID-TP-DTP-UPG | Video Licensing TP DTP device | или еквивалентно
3068 | LIC-TP-SGL-SRN-UPG | 1 User Video Licensing: TP SNGL Room | или еквивалентно
3069 | LIC-TP-MLT-SRN-UPG | 1 User Video Licensing: TP MULT Room | или еквивалентно
3070 | MIG-CUCM-BASIC-USR | Upgrade from ala carte CM, To Basic User, 1 User | или еквивалентно
3071 | MIG-VID-TP-DKTP | Upgrade ala carte CM to TP DSTP USR, 1 User | или еквивалентно
3072 | MIG-TP-SGL-SRN | Upgrade from ala carte CM to Single Screen TPUSR, 1 User | или еквивалентно
3073 | MIG-TP-MULT-SRN | Upgrade from ala carte CM to Multiple Screen USR, 1 User | или еквивалентно
3074 | CUCM-TP-BNDL-UPG | Upgrade a TP Cluster Ala Carte | или еквивалентно
3075 | MIG-SME-SESSION | Ala Carte Upgrade for 1 SME Session | или еквивалентно
3076 | LIC-CUCM-ESS-A | UC Manager Essential - Less than 1K Users | или еквивалентно
3077 | LIC-CUCM-ESS-B | UC Manager Essential - 1K - 10K Users | или еквивалентно
3078 | LIC-CUCM-ESS-C | UC Manager Essential - Above 10K Users | или еквивалентно
3079 | MIG-CUCM-BASIC-A | Migration to UC Manager Basic - Less than 1K Users | или еквивалентно
3080 | MIG-CUCM-BASIC-B | Migration to UC Manager Basic - 1K - 10K Users | или еквивалентно
3081 | MIG-CUCM-BASIC-C | Migration to UC Manager Basic - Above 10K Users | или еквивалентно
3082 | MIG-CUCM-ESS-USR-A | Migration to UC Manager Essential - Less than 1K Users | или еквивалентно
3083 | MIG-CUCM-ESS-USR-B | Migration to UC Manager Essential - 1K - 10K Users | или еквивалентно
3084 | MIG-CUCM-ESS-USR-C | Migration to UC Manager Essential - Above 10K Users | или еквивалентно
3085 | MIG-CUCM-USR-A | Migration to UC Manager Enhanced - Less than 1K Users | или еквивалентно
3086 | MIG-CUCM-USR-B | Migration to UC Manager Enhanced - 1K - 10K Users | или еквивалентно
3087 | MIG-CUCM-USR-C | Migration to UC Manager Enhanced - Above 10K Users | или еквивалентно
3088 | LIC-CUCM-9X-USR-A | UC Manager-9.x Enhanced Single User-Under 1K | или еквивалентно
3089 | LIC-CUCM-9X-USR-B | UC Manager-9.x Enhanced Single User-1K to 10K | или еквивалентно
3090 | LIC-CUCM-9X-USR-C | UC Manager-9.x Enhanced Single User-Over 10K | или еквивалентно
3091 | LIC-CUCM-9X-BAS-A | UC Manager-9.x Basic Single User-Under 1K | или еквивалентно
3092 | LIC-CUCM-9X-BAS-B | UC Manager-9.x Basic Single User-1K to 10K | или еквивалентно
3093 | LIC-CUCM-9X-BAS-C | UC Manager-9.x Basic Single User-Over 10K | или еквивалентно
3094 | LIC-CUCM-9X-ESS-A | UC Manager-9.x Essential User License User-Under 1K | или еквивалентно
3095 | LIC-CUCM-9X-ESS-B | UC Manager-9.x Essential User License-1K to 10K | или еквивалентно
3096 | LIC-CUCM-9X-ESS-C | UC Manager-9.x Essential User License -Over 10K | или еквивалентно
3097 | LIC-CUCM-9X-ADV-B | UC Manager-9.x Advanced Single User-1K to 10K | или еквивалентно
3098 | LIC-CUCM-9X-ADV-C | UC Manager-9.x Advanced Single User-Over 10K | или еквивалентно
3099 | LIC-TP-9X-ROOM | Telepresence Room Based Endpoint, Single or Multi-Screen | или еквивалентно
3100 | MIG-TP-ROOM | Migration to UC Manager Telepresence Room Based Endpoint | или еквивалентно
3101 | LIC-TP-ROOM-UPG | Telepresence Room Upgrade, , Single or Multi-Screen | или еквивалентно
3102 | LIC-CUCM-ADV-UPG | CUCM Advanced User License Upgrade - 1 User | или еквивалентно
3103 | LIC-CUCM-ESS-UPG | CUCM Essential User License - 1 User | или еквивалентно
3104 | MIG-CUCM-ESS-USR | UCM Essential User Connect License - Upgrade | или еквивалентно
3105 | ADD-JAB-TO-ENH | Add Jabber Device to Enhanced License in UC Manager 8.x | или еквивалентно
3106 | LIC-BE6K-ENH-PROMO | Jabber Promotion for Enhanced License in BE6K 8.x | или еквивалентно
3107 | LIC-CUCM-ENH-PROMO | Jabber Promotion for Enhanced License in CUCM 8.x | или еквивалентно
3108 | MIG-BASTOENHP-C | Mig from Basic to UC Manager 9.x Enh Plus - Above 10K Users | или еквивалентно
3109 | MIG-CUCM-ENHP-B | Migration to UC Manager 9.x/10.x Enh Plus - 1K - 10K Users | или еквивалентно
3110 | MIG-ENHTOENHP-C | Mig from Enh to UC Manager 9.x Enh Plus - Above 10K Users | или еквивалентно
3111 | MIG-BASTOENHP-A | Mig from Bas to UC Manager 9.x Enh Plus-Less than 1K Users | или еквивалентно
3112 | MIG-CUCM-ENHP-C | Migration to UC Manager 9.x/10.x Enh Plus - Above 10K Users | или еквивалентно
3113 | MIG-ENHTOENHP-A | Mig from Enh to UC Manager 9.x Enh Plus-Less than 1K Users | или еквивалентно
3114 | MIG-BASTOENHP-B | Mig from Basic to UC Manager 9.x Enh Plus - 1K - 10K Users | или еквивалентно
3115 | MIG-CUCM-ENHP-A | Migration to UC Manager 9.x/10 Enh Plus - Less than 1K Users | или еквивалентно
3116 | MIG-ENHTOENHP-B | Mig from Enh to UC Manager 9.x Enh Plus - 1K - 10K Users | или еквивалентно
3117 | LIC-CUCM-ENHP-UPG | CUCM Enhanced Plus User License - 1 User | или еквивалентно
3118 | LIC-CUCM-9X-ENHP-C | UC Manager-9.x Enh Plus Single User-Over 10K | или еквивалентно
3119 | LIC-CUCM-9X-ENHP-B | UC Manager-9.x Enh Plus Single User-1K to 10K | или еквивалентно
3120 | LIC-CUCM-9X-ENHP-A | UC Manager-9.x Enh Plus Single User-Under 1K | или еквивалентно
3121 | LIC-BE6K-EP2-PROMO | BE6K Jabber Now Add-On user with Two Jabber Devices | или еквивалентно
3122 | LIC-CUCM-EP2-PROMO | UCL Jabber Now Add-On user with Two Jabber Devices | или еквивалентно
3123 | LIC-CUCM-9X-ENH-C | UC Manager-9.x Enhanced Single User-Over 10K | или еквивалентно
3124 | LIC-CUCM-9X-ENH-B | UC Manager-9.x Enhanced Single User-1K to 10K | или еквивалентно
3125 | LIC-CUCM-9X-ENH-A | UC Manager-9.x Enhanced Single User-Under 1K | или еквивалентно
3126 | LIC-CUCM-10X-ESS-B | UC Manager-10.x Essential User License-1K to 10K | или еквивалентно
3127 | LIC-CUCM-10X-ENH-C | UC Manager-10.x Enhanced Single User-Over 10K | или еквивалентно
3128 | LIC-CUCM-10X-ESS-A | UC Manager-10.x Essential User License User-Under 1K | или еквивалентно
3129 | LIC-UCM-10X-ENHP-C | UC Manager-10.x Enh Plus Single User-Over 10K | или еквивалентно
3130 | MIG-9X-ESSTOBAS | Mig from UCM 9.x Ess to Bas User Lic | или еквивалентно
3131 | MIG-10X-ESSTOENH | Mig from UCM 10.x Ess to Enh User Lic | или еквивалентно
3132 | UP-UCM9TO10-ENHP-A | Upg to UCM 10.x Enh Plus from 9.x - <1K Users | или еквивалентно
3133 | MIG-9X-ESSTOENH | Mig from UCM 9.x Ess to Enh User Lic | или еквивалентно
3134 | LIC-CUCM-10X-BAS-A | UC Manager-10.x Basic Single User-Under 1K | или еквивалентно
3135 | LIC-CUCM-10X-ESS-C | UC Manager-10.x Essential User License -Over 10K | или еквивалентно
3136 | LIC-UCM-10X-ENHP-B | UC Manager-10.x Enh Plus Single User-1K to 10K | или еквивалентно
3137 | LIC-UCM-10X-ENHP-A | UC Manager-10.x Enh Plus Single User-Under 1K | или еквивалентно
3138 | LIC-CUCM-10X-ENH-B | UC Manager-10.x Enhanced Single User-1K to 10K | или еквивалентно
3139 | LIC-CUCM-10X-BAS-C | UC Manager-10.x Basic Single User-Over 10K | или еквивалентно
3140 | LIC-CUCM-10X-ENH-A | UC Manager-10.x Enhanced Single User-Under 1K | или еквивалентно
3141 | LIC-CUCM-10X-BAS-B | UC Manager-10.x Basic Single User-1K to 10K | или еквивалентно
3142 | UPG-UCM9TO10-ENH-A | Upg to UCM 10.x Enhanced from 9.x - <1K Users | или еквивалентно
3143 | UPG-UCM9TO10-BAS-A | Upg to UCM 10.x Basic from 9.x - <1K Users | или еквивалентно
3144 | MIG-10X-BASTOENH | Mig from UCM 10.x Bas to Enh User Lic | или еквивалентно
3145 | LIC-TP-10X-ROOM | Telepresence Room Based Endpoint, Single or Multi-Screen | или еквивалентно
3146 | MIG-10X-ESSTOBAS | Mig from UCM 10.x Ess to Bas User Lic | или еквивалентно
3147 | MIG-9X-BASTOENH | Mig from UCM 9.x Bas to Enh User Lic | или еквивалентно
3148 | LIC-EXP-MSFT | Microsoft Interoperability Option | или еквивалентно
3149 | LIC-EXP-RMS | Expressway Rich Media Session | или еквивалентно
|  | Other Equipment | или еквивалентно
3150 | 15454-10DMEX-C= | 15454 Extd Perf 10Gbps Data Mxp EFEC Full C-Band Tunable | или еквивалентно
3151 | 15454-AR-MXP= | ONS 15454 Any-Rate Muxponder | или еквивалентно
3152 | 15454-AR-MXP-LIC= | ONS15454 Any-Rate Muxponder - SW License Upgradeable | или еквивалентно
3153 | 15454C-R9.6.0SWK9 | 15454 ANSI ETSI MSTP-WSON Rel. 9.6.0 Pkgs,DVD,RTU License | или еквивалентно
3154 | 15454-LIC-TXP-8G= | ONS15454 Any-Rate XP/MXP - 8G FC TXP SW License | или еквивалентно
3155 | 15454-M6-AC= | 6 service slot MSTP chassis AC power supply | или еквивалентно
3156 | 15454-M6-AC2 | 6 service slot MSTP chassis 2nd gen AC power supply | или еквивалентно
3157 | 15454-M6-ECU2 | 6 service slot MSTP external connection unit with TOD/PPS | или еквивалентно
3158 | 15454-M6-FTA | 6 service slot MSTP chassis fan tray | или еквивалентно
3159 | 15454-M6-FTA= | 6 service slot MSTP chassis fan tray | или еквивалентно
3160 | 15454-M6-LCD | 6 service slot MSTP chassis LCD Display with backup Memory | или еквивалентно
3161 | 15454-M6-LCD= | 6 service slot MSTP chassis LCD Display with backup Memory | или еквивалентно
3162 | 15454-M6-SA | 6 service slot MSTP shelf, includes M-SHIPKIT,M6-FTF,BRKTS | или еквивалентно
3163 | 15454-M6-SA= | 6 service slot MSTP shelf, includes M-SHIPKIT,M6-FTF | или еквивалентно
3164 | 15454-M-CBL-L-EU | AC power cable - EU left exit | или еквивалентно
3165 | 15454-M-FILLER | M6, M2 detectable line slot filler card | или еквивалентно
3166 | 15454-M-USBCBL | USB cable for passive devices | или еквивалентно
3167 | 15454-OTU2-XP= | 4 X OTN 10G MR TRANSPONDER | или еквивалентно
3168 | 15454-PSM= | Optical Protection Switching Module | или еквивалентно
3169 | A01-X0105 | 2.66GHz Xeon X5650 95W CPU/12MB cache/DDR3 1333MHz | или еквивалентно
3170 | AIR-ANT2524DW-R | 2.4 GHz 2 dBi/5 GHz 4 dBi Dipole Ant., White, RP-TNC | или еквивалентно
3171 | AIR-ANT2588P3M-N= | 2.4 GHz 8 dBi/5 GHz 8 dBi Directional Ant., 3 port, N conn. | или еквивалентно
3172 | AIR-CAP1602E-E-K9 | 802.11a/g/n Ctrlr-based AP, Ext Ant, E Reg Domain | или еквивалентно
3173 | AIR-CAP3702I-E-K9 | 802.11ac Ctrlr AP 4x4:3SS w/CleanAir; Int Ant; E Reg Domain | или еквивалентно
3174 | AIR-CT2504-5-K9 | 2504 Wireless Controller with 5 AP Licenses | или еквивалентно
3175 | AIR-CT2504-RMNT | 2504 Wireless Controller Rack Mount Bracket | или еквивалентно
3176 | AIR-CT5508-25-K9 | Cisco 5508 Series Wireless Controller for up to 25 APs | или еквивалентно
3177 | AIR-PWRINJ4= | Power Injector - AP1040/1140/1260/3500/3600 Series-SPARE | или еквивалентно
3178 | AIR-PWRINJ5= | Power Injector (802.3af) for AP 1600, 2600 and 3600 w/o mod | или еквивалентно
3179 | ASA5500-SSL-50 | ASA 5500 SSL VPN 50 Premium User License | или еквивалентно
3180 | ASA5505-50-BUN-K9 | ASA 5505 Appliance with SW, 50 Users, 8 ports, 3DES/AES | или еквивалентно
3181 | ASA5505-SEC-PL= | ASA 5505 Sec. Plus Lic. w/ HA, DMZ, VLAN trunk, more conns. | или еквивалентно
3182 | ASA5505-SW-50 | ASA 5505 50 User software license | или еквивалентно
3183 | ASA5515-FPWR-K9 | ASA 5515-X with FirePOWER Services, 6GE, AC, 3DES/AES, SSD | или еквивалентно
3184 | ASA5515-K9 | ASA 5515-X with SW, 6GE Data, 1 GE Mgmt, AC, 3DES/AES | или еквивалентно
3185 | ASA5525-IPS-K9 | ASA 5525-X with IPS, SW, 8GE Data, 1GE Mgmt, AC, 3DES/AES | или еквивалентно
3186 | ASA-AC-E-5525 | AnyConnect Essentials VPN License - ASA 5525-X (750 Users) | или еквивалентно
3187 | ASR1002X-5G-K9 | ASR1002-X, 5G, K9, AES license | или еквивалентно
3188 | C2911-VSEC/K9 | Cisco 2911 UC Sec. Bundle, PVDM3-16, UC and SEC License P | или еквивалентно
3189 | C3850-NM-BLANK | Cisco Catalyst 3850 Network Module Blank | или еквивалентно
3190 | C3925-VSEC-CUBE/K9 | C3925 UC SEC CUBE Bundle, PVDM3-64, UC SEC Lic, FL-CUBEE-25 | или еквивалентно
3191 | C3KX-PWR-1100WAC/2 | Catalyst 3K-X 1100W AC Secondary Power Supply | или еквивалентно
3192 | C3KX-PWR-715WAC/2 | Catalyst 3K-X 715W AC Secondary Power Supply | или еквивалентно
3193 | C3KX-SM-10G | Catalyst 3K-X 10G Service ModuleCrypto | или еквивалентно
3194 | CISCO3945-SEC/K9 | Cisco 3945 Security Bundle w/SEC license PAK | или еквивалентно
3195 | CP-6921-C-K9= | Cisco UC Phone 6921, Charcoal, Standard Handset | или еквивалентно
3196 | CP-7945G= | Cisco US phone 7945 | или еквивалентно
3197 | DWDM-X2-54.13= | DWDM X2 1554.13 nm X2 (100 GHz ITU grid) | или еквивалентно
3198 | DWDM-X2-54.94= | DWDM X2 1554.94 nm X2 (100 GHz ITU grid) | или еквивалентно
3199 | EM-4BRI-NT/TE | 4-port voice/fax expansion module - BRI (NT and TE) | или еквивалентно
3200 | ESA-C170-K9 | ESA C170 Email Security Appliance with Software | или еквивалентно
3201 | EVM-HD-8FXS/DID | High density voice/fax extension module - 8 FXS/DID | или еквивалентно
3202 | FL-39-HSEC-K9 | U.S. Export Restriction Compliance license for 3900 series | или еквивалентно
3203 | FL-CME-SRST-25 | Communication Manager Express or SRST - 25 seat license | или еквивалентно
3204 | FL-CUBEE-25 | Unified Border Element Enterprise License - 25 sessions | или еквивалентно
3205 | FL-WEBVPN-25-K9 | Feature License IOS SSL VPN Up To 25 Users (Incremental) | или еквивалентно
3206 | FS-VMW-2-SW-K9 | Cisco FireSIGHT Management Center,(VMWare) for 2 devices | или еквивалентно
3207 | GLC-LH-SMD= | 1000BASE-LX/LH SFP transceiver module, MMF/SMF, 1310nm, DOM | или еквивалентно
3208 | GLC-T= | 1000BASE-T SFP | или еквивалентно
3209 | ISE-VM-K9= | Cisco Identity Services Engine VM | или еквивалентно
3210 | L-ASA5515-TAC-3Y | Cisco ASA5515 FirePOWER IPS and URL 3YR Subs | или еквивалентно
3211 | L-CSACS-54VMUP-K9 | ACS 5.4 VMware Software Upgrade (Electronic Delivery) | или еквивалентно
3212 | L-ISE-BSE-2500= | Cisco Identity Services Engine 2500 EndPoint Base License | или еквивалентно
3213 | L-PI2X-AS-100 | Prime Infrastructure 2.x - Assurance - 100 Device Lic | или еквивалентно
3214 | L-PI2X-BASE | Prime Infrastructure 2.x Base License | или еквивалентно
3215 | L-PI2X-LF-500 | Prime Infrastructure 2.x - Lifecycle - 500 Device Lic | или еквивалентно
3216 | L-PC-AS-DEVICE | Prime Collaboration Assurance Device Lic - Config required | или еквивалентно
3217 | L-PC-B-AN-1K-LIC | Prime Collaboration-B Analytics License for 1,000 endpoints | или еквивалентно
3218 | L-PC-B-AS-DEVICE | Prime Collab Assur/Ana B Top Level Lic - config required | или еквивалентно
3219 | R-PC-9.5-ASSW-K9= | Prime Collaboration 9.5 Assurance & Analytics Softw&License | или еквивалентно
3220 | MEM-C6K-CPTFL1GB | Catalyst 6500 Compact Flash Memory 1GB | или еквивалентно
3221 | MEM-XCEF720-512M | Cat 6500 512MB DDR xCEF720 (67xx interface DFC3A/DFC3B) | или еквивалентно
3222 | N01-M308GB2 | 8GB DDR3-1333MHz RDIMM/PC3-10600/dual rank 2Gb DRAMs | или еквивалентно
3223 | N2XX-AEPCI05 | Emulex LPe 12002 Dual Port 8Gb Fibre Channel HBA | или еквивалентно
3224 | N2XX-AIPCI02 | Intel Quad port GbE Controller (E1G44ETG1P20) | или еквивалентно
3225 | N2XX-AQPCI03 | Qlogic QLE2462, 4Gb dual port Fibre Channel Host Bus Adapter | или еквивалентно
3226 | N7K-AC-6.0KW | Nexus 7000 - 6.0KW AC Power Supply Module | или еквивалентно
3227 | N7K-AC-6.0KW= | Nexus 7000 - 6.0KW AC Power Supply Module | или еквивалентно
3228 | N7K-ADV1K9 | Nexus 7000 Advanced LAN Enterprise License (VDC, CTS ONLY) | или еквивалентно
3229 | N7K-C7010-AFLT | Nexus 7010 Air Filter | или еквивалентно
3230 | N7K-C7010-FD-MB | Nexus 7010 Front Door Kit | или еквивалентно
3231 | N7K-CPF-2GB | Nexus Compact Flash Memory 2GB (Expansion Flash - Slot 0) | или еквивалентно
3232 | N7K-LAN1K9 | Nexus 7000 LAN Enterprise License (L3 protocols) | или еквивалентно
3233 | N7K-M132XP-12L | Nexus 7000 - 32 Port 10GbE with XL Option, 80G Fabric (req.Crypto | или еквивалентно
3234 | N7K-M132XP-12L= | Nexus 7000 - 32 Port 10GbE with XL Option, 80G Fabric (req. | или еквивалентно
3235 | N7K-M224XP-23L= | Nexus 7000 M2-Series 24 Port 10GE with XL Option (req. SFP+) | или еквивалентно
3236 | N7K-SBUN-P1 | Includes LAN, ADV, TRS, EL2 & DCNM License - Promotion | или еквивалентно
3237 | N7K-SM-NAM-9G-K9= | Cisco Nexus 7000 Series Network Analysis Module (NAM-NX1) | или еквивалентно
3238 | N7K-SUP1-8GBUPG | Nexus 7000 Supervisor 1 8GB Memory Upgrade Kit | или еквивалентно
3239 | N7K-SUP1-8GBUPG= | Nexus 7000 Supervisor 1 8GB Memory Upgrade Kit | или еквивалентно
3240 | NM-HDV2-2T1/E1 | IP Communications High-Density Digital Voice NM with 2 T1/E1 | или еквивалентно
3241 | ONS-SE-155-1510= | SFP - OC3/STM1 CWDM, 1510 nm, EXT | или еквивалентно
3242 | ONS-SE-4G-MM= | SFP - 4G FC, 850nm, LC, MM | или еквивалентно
3243 | ONS-SE-G2F-SX= | SFP - GE/1G-FC/2G-FC - 850nm - MM - LC | или еквивалентно
3244 | ONS-SI-GE-SX= | SFP - 1000BASE-SX Gigabit Ethernet, 850nm, MM, I-TEMP | или еквивалентно
3245 | ONS-XC-10G-C= | XFP -10G MultiRate Full C Band Tuneable DWDM XFP, 50 Ghz, LC | или еквивалентно
3246 | ONS-XC-10G-SR-MM= | XFP - 10GE/10G FC - 850 SR - MM LC | или еквивалентно
3247 | ONS-XC-8G-MM= | XFP- 8G FC/FICON Commerical Temp | или еквивалентно
3248 | ONS-XC-8G-SM= | XFP - 8G FC, 1310nm, LC, SM | или еквивалентно
3249 | PVDM2-16 | 16-Channel Packet Voice/Fax DSP Module | или еквивалентно
3250 | PVDM2-48 | 48-Channel Packet Voice/Fax DSP Module | или еквивалентно
3251 | PVDM2-64 | 64-Channel Packet Voice/Fax DSP Module | или еквивалентно
3252 | PVDM3-16 | 16-channel high-density voice and video DSP module | или еквивалентно
3253 | PVDM3-64 | 64-channel high-density voice and video DSP module | или еквивалентно
3254 | PWR-2821-51-AC | Cisco 2821/51 AC power supply | или еквивалентно
3255 | PWR-3900-AC/2 | Cisco 3925/3945 AC Power Supply (Secondary PS) | или еквивалентно
3256 | PWR-C1-350WAC/2 | 350W AC Config 1 SecondaryPower Supply | или еквивалентно
3257 | PWR-RPS2300 | Cisco Redundant Power System 2300 and Blower,No Power Supply | или еквивалентно
3258 | R210-ODVDRW | DVD-RW Drive for UCS C210 M1 Rack Servers | или еквивалентно
3259 | R210-SASXPAND | SAS Pass-Thru Expander (srvr requiring > 8 HDDs) - C210 | или еквивалентно
3260 | R2XX-CMAG3-1032 | Cable Mgmt Arm for G3 10-32 rail kit for C200/C210 | или еквивалентно
3261 | R2XX-PL003 | LSI 6G MegaRAID 9261-8i card (RAID 0,1,5,6,10,60) - 512WC | или еквивалентно
3262 | R-PI21-SW-K9 | Prime Infrastructure 2.1 Software | или еквивалентно
3263 | S28NAISK9-12415T | Cisco 2800 ADVANCED IP SERVICES | или еквивалентно
3264 | S384AISK9-12415T | Cisco 3845 ADVANCED IP SERVICES | или еквивалентно
3265 | SFP-10G-LR | 10GBASE-LR SFP Module | или еквивалентно
3266 | SFP-10G-SR= | 10GBASE-SR SFP Module | или еквивалентно
3267 | SFP-GE-T | 1000BASE-T SFP (NEBS 3 ESD) | или еквивалентно
3268 | SLASR1-AES | Cisco ASR 1000 Advanced Enterprise Services License | или еквивалентно
3269 | UCSC-C240-M4S | UCS C240 M4 SFF 8 HD w/o expdr,CPU,mem,HD,PCIe,PS,railkt | или еквивалентно
3270 | UCSC-HS-C240M4 | Heat sink for UCS C240 M4 rack servers | или еквивалентно
3271 | UCSC-MLOM-CSC-02 | Cisco UCS VIC1227 VIC MLOM - Dual Port 10Gb SFP+ | или еквивалентно
3272 | UCSC-PCI-1B-240M4 | Right PCIe Riser Board (Riser 1) (3 x8) for 6 PCI slots | или еквивалентно
3273 | UCSC-PSU2V2-650W | 650W V2 AC Power Supply for 2U C-Series Servers | или еквивалентно
3274 | UCS-CPU-E52697D | 2.60 GHz E5-2697 v3/145W 14C/35MB Cache/DDR4 2133MHz | или еквивалентно
3275 | UCS-ML-1X324RU-A | 32GB DDR4-2133-MHz LRDIMM/PC4-17000/quad rank/x4/1.2v | или еквивалентно
3276 | UCS-SD-32G-S | 32GB SD Card for UCS servers | или еквивалентно
3277 | UWL-UPG-CM-STD | Unified Workspace Licensing - Upgrade To 1 Standard User For | или еквивалентно
3278 | VIC2-2BRI-NT/TE | Two-port Voice Interface Card - BRI (NT and TE) | или еквивалентно
3279 | VS-C6509VE-S72010G | Catalyst Chassis+Fan Tray+Sup720-10G | или еквивалентно
3280 | WS-C2960S-F48LPS-L | Catalyst 2960-SF 48 FE, PoE 370W, 4 x SFP, LAN Base | или еквивалентно
3281 | WS-C3560X-24P-S | Catalyst 3560X 24 Port PoE IP Base | или еквивалентно
3282 | WS-C3560X-48PF-S | Catalyst 3560X 48 Port Full PoE IP Base | или еквивалентно
3283 | WS-C3850-48T-S | Cisco Catalyst 3850 48 Port Data IP Base | или еквивалентно
3284 | WS-CAC-3000W | Catalyst 6500 3000W AC power supply | или еквивалентно
3285 | WS-F6700-DFC3C | Catalyst 6500 Dist Fwd Card for WS-X67xx modules | или еквивалентно
3286 | WS-X6724-SFP | Catalyst 6500 24-port GigE Mod: fabric-enabled (Req. SFPs) | или еквивалентно
3287 | WS-X6748-GE-TX | Cat6500 48-port 10/100/1000 GE Mod: fabric enabled RJ-45 | или еквивалентно
3288 | X2-10GB-CX4 | 10GBASE-CX4 X2 Module | или еквивалентно
3289 | X2-10GB-SR= | 10GBASE-SR X2 Module | или еквивалентно